## FinancialSettings
DiscRate | 0.03
MaxPaybackPeriod | 30
BaseCaseCost | 9999999
BaseCaseCO2 | 9999999

## OptimizationSettings
MinimizeCost | 1
MinimizeCO2 | 0
MultiObjectiveWCosts | 0.5
MultiObjectiveWCO2 | 0.5
MultiObjectiveMaxCosts | 9999999
MultiObjectiveMaxCO2 | 9999999
ZNEB | 0
ZNEBsolarAreaMultiplier | 9.999
ZNEBCostsMultiplier | 9.999
EpsilonBaseCaseCost | -1
EpsilonMaxCO2 | -1
EpsilonMaxPayBack | -1

## UtilityParameters
StandbyRate | 0
ContractPRate | 0
CO2Tax | 0
macroeff | 0.34

## PowerExportOptions
NetMetering | 0
RenewableExport | 0
NonRenewableExport | 0
MaxInstalledCapacity | 20000
MaxExportCapacity | 5000
MinHeatRecovered | 0.05
MinHHVefficiency | 0.6
MinLHVefficiency | 0.425

## optionsTable
ASMarkets | 0
VaryPrice | 0
DisableCHP | 0
DiscreteElecStorage | 0
LS | 0
CentralHVACR | 1
CentralHVACRInvest | 0
GSHPAnnualBalance | 0
CableTxCost | 0
PipeCost | 0
AccurateBattChargeDischarge | 0
EnableContingencies | 0

## parameterTable
turnvar | 0
FractionBaseLoad | 0.5
FractionPeakLoad | 0.1
ReliabilityDER | 0.9
PeakPVEfficiency | 0.14969
BldgShellLifetime | 99

## EnableInvestment
| GenSetInvest | SolarInvest | StorageInvest | EnergyConvInvest | WindInvest | HydroInvest | SwitchInvest
node1 | 0 | 0 | 0 | 0 | 0 | 0 | 0

## ContingencyParams
Enable | 0
RampUpTime | 0.5
Duration | 5

## PVInverterParameters
PVInverterType | maxs | lifetime | capcost | x1 | y1 | x2 | y2 | x3 | y3
PVInverter_100kw | 100 | 20 | 500 | 0 | 0 | 0.8 | 0.75 | 1 | 0.85
PVInverter_200kw | 200 | 20 | 470 | 0 | 0 | 0.8 | 0.75 | 1 | 0.85
PVInverter_500kw | 500 | 20 | 450 | 0 | 0 | 0.8 | 0.75 | 1 | 0.85
PVInverter_1000kw | 1000 | 20 | 400 | 0 | 0 | 0.8 | 0.75 | 1 | 0.85
PVInverter_2000kw | 2000 | 20 | 350 | 0 | 0 | 0.8 | 0.75 | 1 | 0.85

## PVInverterForcedInvest
Nodes | PVInverterType | FixedInvest | ForcedInvestNumber | ExistingYN | Age
node1 | PVInverter_100kw | 0 | 0 | 0 | 0
node1 | PVInverter_200kw | 0 | 0 | 0 | 0
node1 | PVInverter_500kw | 0 | 0 | 0 | 0
node1 | PVInverter_1000kw | 0 | 0 | 0 | 0
node1 | PVInverter_2000kw | 0 | 0 | 0 | 0

## BattInverterParameters
BattInverterType | maxs | lifetime | capcost | x1 | y1 | x2 | y2 | x3 | y3 | x4 | y4 | x5 | y5
BattInverter_100kw | 100 | 20 | 200 | -1 | -1.2533 | -0.8 | -0.85333 | 0 | 0 | 0.8 | 0.75 | 1 | 0.85
BattInverter_200kw | 200 | 20 | 180 | -1 | -1.2533 | -0.8 | -0.85333 | 0 | 0 | 0.8 | 0.75 | 1 | 0.85
BattInverter_500kw | 500 | 20 | 150 | -1 | -1.2533 | -0.8 | -0.85333 | 0 | 0 | 0.8 | 0.75 | 1 | 0.85
BattInverter_1000kw | 1000 | 20 | 130 | -1 | -1.2533 | -0.8 | -0.85333 | 0 | 0 | 0.8 | 0.75 | 1 | 0.85
BattInverter_2000kw | 2000 | 20 | 100 | -1 | -1.2533 | -0.8 | -0.85333 | 0 | 0 | 0.8 | 0.75 | 1 | 0.85

## BattInverterForcedInvest
Nodes | BattInverterType | FixedInvest | ForcedInvestNumber | ExistingYN | Age
node1 | BattInverter_100kw | 0 | 0 | 0 | 0
node1 | BattInverter_200kw | 0 | 0 | 0 | 0
node1 | BattInverter_500kw | 0 | 0 | 0 | 0
node1 | BattInverter_1000kw | 0 | 0 | 0 | 0
node1 | BattInverter_2000kw | 0 | 0 | 0 | 0

## PowerFlowOptions
Enable | 0
ModelNo | 2
EnableLoadVAR | 0
EnablePreOptPQLimit | 0
EnableGenPQLimit | 0
IfDCSystem | 0

## PowerFlowParams
SlackBusVoltage | 1
Sbase | 1000
Vbase | 12
NoOfNodes | 1
CableDerating | 1
TxDerating | 1

## PowerFactor
Electricity | 1
Cooling | 1
Refrigeration | 1
StorageCharging | 1
ElectrolysisPF | 1
EVStorageCharging | 1
FlowBatteryCharging | 1
HeatPump | 1
DiscreteGen | 1
PV | 1
Wind | 1
Hydro | 1
StorageDischarging | 1

## HeatTransOptions
Enable | 0
EnableLosses | 1

## PowerFlowModel1Params
EnableVoltConst | 1
EnableCurConst | 1
EnableLosses | 1
ThetaMin | -0.18
ThetaMax | 0.09
VoltMin | 0.8
VoltMax | 1.1
ConservativeVoltMin | 0

## PowerFlowModel2Params
EnableVoltConst | 1
EnablePowConst | 1
EnableLosses | 1
VoltMin | 0.8
VoltMax | 1.15

## PreOptPQLimit
| Pmin | Pmax | Qmin | Qmax
node1 | 0 | 0 | 0 | 0
node2 | 0 | 0 | 0 | 0
node3 | 0 | 0 | 0 | 0
node4 | 0 | 0 | 0 | 0
node5 | 0 | 0 | 0 | 0
node6 | 0 | 0 | 0 | 0
node7 | 0 | 0 | 0 | 0
node8 | 0 | 0 | 0 | 0
node9 | 0 | 0 | 0 | 0
node10 | 0 | 0 | 0 | 0
node11 | 0 | 0 | 0 | 0
node12 | 0 | 0 | 0 | 0
node13 | 0 | 0 | 0 | 0
node14 | 0 | 0 | 0 | 0
node15 | 0 | 0 | 0 | 0
node16 | 0 | 0 | 0 | 0
node17 | 0 | 0 | 0 | 0
node18 | 0 | 0 | 0 | 0
node19 | 0 | 0 | 0 | 0
node20 | 0 | 0 | 0 | 0

## NodeType
| Type | PCC | EnableLoad
node1 | 3 | 1 | 1

## CableLen
node1
node1 | 0

## BranchType_Cable
node1
node1 | 0

## BranchType_Transformer
node1
node1 | 0

## CableParams
CableNo | Description | Cost | LifeTime | Res | Ind | Ampacity | PowerCapacity
CableType1 | CU_XLPE_PVC_12kV_3CORE_25mm2 | 0 | 30 | 6.4375e-06 | 8.6806e-07 | 2.9098 | 2.9098
CableType2 | CU_XLPE_PVC_12kV_3CORE_35mm2 | 0 | 30 | 4.6458e-06 | 8.3333e-07 | 3.4918 | 3.4918
CableType3 | CU_XLPE_PVC_12kV_3CORE_50mm2 | 0 | 30 | 3.4306e-06 | 7.9861e-07 | 4.053 | 4.053
CableType4 | CU_XLPE_PVC_12kV_3CORE_70mm2 | 0 | 30 | 2.3889e-06 | 7.6389e-07 | 5.1546 | 5.1546
CableType5 | CU_XLPE_PVC_12kV_3CORE_95mm2 | 0 | 30 | 1.7153e-06 | 7.4306e-07 | 5.7158 | 5.7158
CableType6 | CU_XLPE_PVC_12kV_3CORE_120mm2 | 0 | 30 | 1.3611e-06 | 7.2222e-07 | 6.4432 | 6.4432
CableType7 | CU_XLPE_PVC_12kV_3CORE_150mm2 | 0 | 30 | 1.1181e-06 | 7.0833e-07 | 7.1915 | 7.1915
CableType8 | CU_XLPE_PVC_12kV_3CORE_185mm2 | 0 | 30 | 8.9583e-07 | 6.875e-07 | 8.2099 | 8.2099
CableType9 | CU_XLPE_PVC_12kV_3CORE_240mm2 | 0 | 30 | 6.875e-07 | 6.7361e-07 | 9.2492 | 9.2492
CableType10 | CU_XLPE_PVC_12kV_3CORE_300mm2 | 0 | 30 | 5.6597e-07 | 6.4583e-07 | 10.4962 | 10.4962
CableType11 | CU_XLPE_PVC_12kV_3CORE_400mm2 | 0 | 30 | 4.5833e-07 | 6.25e-07 | 11.7433 | 11.7433
CableType12 | AL_XLPE_PVC_12kV_3CORE_25mm2 | 0 | 30 | 1.0694e-05 | 8.6806e-07 | 2.2447 | 2.2447
CableType13 | AL_XLPE_PVC_12kV_3CORE_35mm2 | 0 | 30 | 7.7292e-06 | 8.3333e-07 | 2.6396 | 2.6396
CableType14 | AL_XLPE_PVC_12kV_3CORE_50mm2 | 0 | 30 | 5.7083e-06 | 7.9861e-07 | 3.0761 | 3.0761
CableType15 | AL_XLPE_PVC_12kV_3CORE_70mm2 | 0 | 30 | 3.9514e-06 | 7.6389e-07 | 3.6997 | 3.6997
CableType16 | AL_XLPE_PVC_12kV_3CORE_95mm2 | 0 | 30 | 2.8542e-06 | 7.4306e-07 | 4.3648 | 4.3648
CableType17 | AL_XLPE_PVC_12kV_3CORE_120mm2 | 0 | 30 | 2.2569e-06 | 7.2222e-07 | 4.9467 | 4.9467
CableType18 | AL_XLPE_PVC_12kV_3CORE_150mm2 | 0 | 30 | 1.8403e-06 | 7.0833e-07 | 5.5079 | 5.5079
CableType19 | AL_XLPE_PVC_12kV_3CORE_185mm2 | 0 | 30 | 1.4722e-06 | 6.875e-07 | 6.1938 | 6.1938
CableType20 | AL_XLPE_PVC_12kV_3CORE_240mm2 | 0 | 30 | 1.1319e-06 | 6.7361e-07 | 7.0876 | 7.0876
CableType21 | AL_XLPE_PVC_12kV_3CORE_300mm2 | 0 | 30 | 9.0972e-07 | 6.4583e-07 | 7.9605 | 7.9605
CableType22 | AL_XLPE_PVC_12kV_3CORE_400mm2 | 0 | 30 | 7.1806e-07 | 6.25e-07 | 9.0413 | 9.0413
CableType23 | AL_XLPE_PVC_12kV_3CORE_400mm2 | 0 | 30 | 7.1806e-07 | 6.25e-07 | 9.0413 | 9.0413
CableType24 | AL_XLPE_PVC_12kV_3CORE_400mm2 | 0 | 30 | 7.1806e-07 | 6.25e-07 | 9.0413 | 9.0413
CableType25 | AL_XLPE_PVC_12kV_3CORE_400mm2 | 0 | 30 | 7.1806e-07 | 6.25e-07 | 9.0413 | 9.0413
CableType26 | AL_XLPE_PVC_12kV_3CORE_400mm2 | 0 | 30 | 7.1806e-07 | 6.25e-07 | 9.0413 | 9.0413
CableType27 | AL_XLPE_PVC_12kV_3CORE_400mm2 | 0 | 30 | 7.1806e-07 | 6.25e-07 | 9.0413 | 9.0413
CableType28 | AL_XLPE_PVC_12kV_3CORE_400mm2 | 0 | 30 | 7.1806e-07 | 6.25e-07 | 9.0413 | 9.0413
CableType29 | AL_XLPE_PVC_12kV_3CORE_400mm2 | 0 | 30 | 7.1806e-07 | 6.25e-07 | 9.0413 | 9.0413
CableType30 | AL_XLPE_PVC_12kV_3CORE_400mm2 | 0 | 30 | 7.1806e-07 | 6.25e-07 | 9.0413 | 9.0413
CableType31 | CU_PVC_PVC_1kV_1CORE_1.5mm2 | 0 | 30 | 0.075625 | 0 | 0.01 | 0.01
CableType32 | CU_PVC_PVC_1kV_1CORE_2.5mm2 | 0 | 30 | 0.046312 | 0 | 0.0132 | 0.0132
CableType33 | CU_PVC_PVC_1kV_1CORE_4mm2 | 0 | 30 | 0.028812 | 0 | 0.0168 | 0.0168
CableType34 | CU_PVC_PVC_1kV_1CORE_6mm2 | 0 | 30 | 0.01925 | 0 | 0.0212 | 0.0212
CableType35 | CU_PVC_PVC_1kV_1CORE_10mm2 | 0 | 30 | 0.011437 | 0 | 0.028 | 0.028
CableType36 | CU_PVC_PVC_1kV_1CORE_16mm2 | 0 | 30 | 0.0071875 | 0 | 0.0364 | 0.0364
CableType37 | CU_PVC_PVC_1kV_1CORE_25mm2 | 0 | 30 | 0.0045437 | 0 | 0.0464 | 0.0464
CableType38 | CU_PVC_PVC_1kV_1CORE_35mm2 | 0 | 30 | 0.003275 | 0 | 0.056 | 0.056
CableType39 | CU_PVC_PVC_1kV_1CORE_50mm2 | 0 | 30 | 0.0024187 | 0 | 0.0664 | 0.0664
CableType40 | CU_PVC_PVC_1kV_1CORE_70mm2 | 0 | 30 | 0.001675 | 0 | 0.0816 | 0.0816
CableType41 | CU_PVC_PVC_1kV_1CORE_95mm2 | 0 | 30 | 0.0012062 | 0 | 0.098 | 0.098
CableType42 | CU_PVC_PVC_1kV_1CORE_120mm2 | 0 | 30 | 0.00095625 | 0 | 0.1116 | 0.1116
CableType43 | CU_PVC_PVC_1kV_1CORE_150mm2 | 0 | 30 | 0.000775 | 0 | 0.1252 | 0.1252
CableType44 | CU_PVC_PVC_1kV_1CORE_185mm2 | 0 | 30 | 0.00061937 | 0 | 0.1416 | 0.1416
CableType45 | CU_PVC_PVC_1kV_1CORE_240mm2 | 0 | 30 | 0.00047125 | 0 | 0.1648 | 0.1648
CableType46 | CU_PVC_PVC_1kV_1CORE_300mm2 | 0 | 30 | 0.00037562 | 0 | 0.1864 | 0.1864
CableType47 | CU_PVC_PVC_1kV_1CORE_400mm2 | 0 | 30 | 0.00029375 | 0 | 0.2124 | 0.2124
CableType48 | CU_PVC_PVC_1kV_1CORE_500mm2 | 0 | 30 | 0.00022875 | 0 | 0.2412 | 0.2412
CableType49 | CU_PVC_PVC_1kV_1CORE_630mm2 | 0 | 30 | 0.00017687 | 0 | 0.2744 | 0.2744
CableType50 | AL_XLPE_PVC_1kV_1CORE_16mm2 | 0 | 30 | 0.011937 | 0 | 0.0348 | 0.0348
CableType51 | AL_XLPE_PVC_1kV_1CORE_25mm2 | 0 | 30 | 0.0075 | 0 | 0.0444 | 0.0444
CableType52 | AL_XLPE_PVC_1kV_1CORE_35mm2 | 0 | 30 | 0.005425 | 0 | 0.0532 | 0.0532
CableType53 | AL_XLPE_PVC_1kV_1CORE_50mm2 | 0 | 30 | 0.0040062 | 0 | 0.0632 | 0.0632
CableType54 | AL_XLPE_PVC_1kV_1CORE_70mm2 | 0 | 30 | 0.0027687 | 0 | 0.0776 | 0.0776
CableType55 | AL_XLPE_PVC_1kV_1CORE_95mm2 | 0 | 30 | 0.002 | 0 | 0.0932 | 0.0932
CableType56 | AL_XLPE_PVC_1kV_1CORE_120mm2 | 0 | 30 | 0.0015812 | 0 | 0.1064 | 0.1064
CableType57 | AL_XLPE_PVC_1kV_1CORE_150mm2 | 0 | 30 | 0.0012875 | 0 | 0.1192 | 0.1192
CableType58 | AL_XLPE_PVC_1kV_1CORE_185mm2 | 0 | 30 | 0.001025 | 0 | 0.1356 | 0.1356
CableType59 | AL_XLPE_PVC_1kV_1CORE_240mm2 | 0 | 30 | 0.00078125 | 0 | 0.158 | 0.158
CableType60 | AL_XLPE_PVC_1kV_1CORE_300mm2 | 0 | 30 | 0.000625 | 0 | 0.1792 | 0.1792

## TransformerParams
TxNo | Description | Cost | LifeTime | Res | Ind | Ampacity | PowerCapacity
TxType1 | 1000kVA | 0 | 30 | 0.005 | 0.05 | 1 | 1
TxType2 | 1500kVA | 0 | 30 | 0.005 | 0.075 | 1.5 | 1.5
TxType3 | 2000kVA | 0 | 30 | 0.005 | 0.1 | 2 | 2
TxType4 | 2500kVA | 0 | 30 | 0.005 | 0.125 | 2.5 | 2.5
TxType5 | 3000kVA | 0 | 30 | 0.005 | 0.15 | 3 | 3
TxType6 | 3500kVA | 0 | 30 | 0.005 | 0.175 | 3.5 | 3.5
TxType7 | 4000kVA | 0 | 30 | 0.005 | 0.2 | 4 | 4
TxType8 | 4500kVA | 0 | 30 | 0.005 | 0.225 | 4.5 | 4.5
TxType9 | 5000kVA | 0 | 30 | 0.005 | 0.25 | 5 | 5
TxType10 | 5500kVA | 0 | 30 | 0.005 | 0.275 | 5.5 | 5.5
TxType11 | 6000kVA | 0 | 30 | 0.005 | 0.3 | 6 | 6
TxType12 | 6500kVA | 0 | 30 | 0.005 | 0.325 | 6.5 | 6.5
TxType13 | 7000kVA | 0 | 30 | 0.005 | 0.35 | 7 | 7
TxType14 | 7500kVA | 0 | 30 | 0.005 | 0.375 | 7.5 | 7.5
TxType15 | 8000kVA | 0 | 30 | 0.005 | 0.4 | 8 | 8
TxType16 | 8500kVA | 0 | 30 | 0.005 | 0.425 | 8.5 | 8.5
TxType17 | 9000kVA | 0 | 30 | 0.005 | 0.45 | 9 | 9
TxType18 | 9500kVA | 0 | 30 | 0.005 | 0.475 | 9.5 | 9.5
TxType19 | 10000kVA | 0 | 30 | 0.005 | 0.5 | 10 | 10
TxType20 | 10000kVA | 0 | 30 | 0.005 | 0.5 | 10 | 10
TxType21 | 10000kVA | 0 | 30 | 0.005 | 0.5 | 10 | 10
TxType22 | 10000kVA | 0 | 30 | 0.005 | 0.5 | 10 | 10
TxType23 | 10000kVA | 0 | 30 | 0.005 | 0.5 | 10 | 10
TxType24 | 10000kVA | 0 | 30 | 0.005 | 0.5 | 10 | 10
TxType25 | 10000kVA | 0 | 30 | 0.005 | 0.5 | 10 | 10
TxType26 | 10000kVA | 0 | 30 | 0.005 | 0.5 | 10 | 10
TxType27 | 10000kVA | 0 | 30 | 0.005 | 0.5 | 10 | 10
TxType28 | 10000kVA | 0 | 30 | 0.005 | 0.5 | 10 | 10
TxType29 | 10000kVA | 0 | 30 | 0.005 | 0.5 | 10 | 10
TxType30 | 10000kVA | 0 | 30 | 0.005 | 0.5 | 10 | 10

## HTPipeParams
PipeType | Description | LossCoeff | Cost | LifeTime | Capacity
HTPipeType1 | HT Pipe Type 1 | 1e-05 | 0 | 30 | 5000
HTPipeType2 | HT Pipe Type 2 | 1e-05 | 0 | 30 | 5000
HTPipeType3 | HT Pipe Type 3 | 1e-05 | 0 | 30 | 5000
HTPipeType4 | HT Pipe Type 4 | 1e-05 | 0 | 30 | 5000
HTPipeType5 | HT Pipe Type 5 | 1e-05 | 0 | 30 | 5000
HTPipeType6 | HT Pipe Type 6 | 1e-05 | 0 | 30 | 5000
HTPipeType7 | HT Pipe Type 7 | 1e-05 | 0 | 30 | 5000
HTPipeType8 | HT Pipe Type 8 | 1e-05 | 0 | 30 | 5000
HTPipeType9 | HT Pipe Type 9 | 1e-05 | 0 | 30 | 5000
HTPipeType10 | HT Pipe Type 10 | 1e-05 | 0 | 30 | 5000

## LTPipeParams
PipeType | Description | LossCoeff | Cost | LifeTime | Capacity
LTPipeType1 | LT Pipe Type 1 | 1e-05 | 0 | 30 | 500
LTPipeType2 | LT Pipe Type 2 | 1e-05 | 0 | 30 | 500
LTPipeType3 | LT Pipe Type 3 | 1e-05 | 0 | 30 | 500
LTPipeType4 | LT Pipe Type 4 | 1e-05 | 0 | 30 | 500
LTPipeType5 | LT Pipe Type 5 | 1e-05 | 0 | 30 | 500
LTPipeType6 | LT Pipe Type 6 | 1e-05 | 0 | 30 | 500
LTPipeType7 | LT Pipe Type 7 | 1e-05 | 0 | 30 | 500
LTPipeType8 | LT Pipe Type 8 | 1e-05 | 0 | 30 | 500
LTPipeType9 | LT Pipe Type 9 | 1e-05 | 0 | 30 | 500
LTPipeType10 | LT Pipe Type 10 | 1e-05 | 0 | 30 | 500

## HTPipeLen
node1
node1 | 0

## LTPipeLen
node1
node1 | 0

## HTPipeType
node1
node1 | 0

## LTPipeType
node1
node1 | 0

## LFGenSetOPT
LFGenSet | Description | maxp | maxs | lifetime | capcost | OMFix | OMVar | SprintCap | SprintHours | Fuel | Type | alpha | Chpenable | BackupOnly | SGIPIncentive | AllowFeedIn | NoxRate | NoxTreatCost | MaxRampUp | MaxRampDown
LFGS01 | MT_CHP-HW_65 | 65 | 65 | 15 | 6440 | 0 | 0.00725 | 65 | 0 | 3 | 5 | 1.5674 | 1 | 0 | 0 | 0 | 7.711e-05 | 0 | 0.5 | 0.5
LFGS02 | ICE_RB_CHP-HW_75 | 75 | 75 | 15 | 5761.4074 | 0 | 0.01275 | 75 | 0 | 3 | 4 | 2.0064 | 1 | 0 | 0 | 0 | 0.0068039 | 130 | 0.5 | 0.5
LFGS03 | MT_CHP-HW_200 | 200 | 200 | 15 | 6300 | 0 | 0.0085 | 200 | 0 | 3 | 5 | 1.1007 | 1 | 0 | 0 | 0 | 6.35e-05 | 0 | 0.5 | 0.5
LFGS04 | ICE_RB_CHP-HW_250 | 250 | 250 | 15 | 5227.7333 | 0 | 0.0125 | 250 | 0 | 3 | 4 | 1.8297 | 1 | 0 | 0 | 0 | 0.0068039 | 90 | 0.5 | 0.5
LFGS05 | MT_CHP-HW_250 | 250 | 250 | 15 | 5438 | 0 | 0.006 | 250 | 0 | 3 | 5 | 1.2043 | 1 | 0 | 0 | 0 | 0.00010433 | 0 | 0.5 | 0.5

## LFGenSetEffCurves
LFGenSet | LoadLevel0 | LoadLevel1 | LoadLevel2 | LoadLevel3 | LoadLevel4 | LoadLevel5 | LoadLevel6 | LoadLevel7 | LoadLevel8 | LoadLevel9 | LoadLevel10
LFGS01 | 0 | 0.14 | 0.198 | 0.227 | 0.251 | 0.264 | 0.277 | 0.29 | 0.3 | 0.306 | 0.31
LFGS02 | 0 | 0 | 0 | 0.246 | 0.257 | 0.267 | 0.274 | 0.28 | 0.285 | 0.288 | 0.29
LFGS03 | 0 | 0.149 | 0.211 | 0.241 | 0.268 | 0.281 | 0.295 | 0.31 | 0.32 | 0.326 | 0.33
LFGS04 | 0 | 0 | 0 | 0.255 | 0.266 | 0.276 | 0.283 | 0.29 | 0.295 | 0.298 | 0.3
LFGS05 | 0 | 0.149 | 0.211 | 0.241 | 0.268 | 0.281 | 0.295 | 0.31 | 0.32 | 0.326 | 0.33

## LFGenSetLoadLevels
LFGenSet | LoadLevel0 | LoadLevel1 | LoadLevel2 | LoadLevel3 | LoadLevel4 | LoadLevel5 | LoadLevel6 | LoadLevel7 | LoadLevel8 | LoadLevel9 | LoadLevel10
LFGS01 | 0 | 10 | 20 | 30 | 40 | 50 | 60 | 70 | 80 | 90 | 100
LFGS02 | 0 | 10 | 20 | 30 | 40 | 50 | 60 | 70 | 80 | 90 | 100
LFGS03 | 0 | 10 | 20 | 30 | 40 | 50 | 60 | 70 | 80 | 90 | 100
LFGS04 | 0 | 10 | 20 | 30 | 40 | 50 | 60 | 70 | 80 | 90 | 100
LFGS05 | 0 | 10 | 20 | 30 | 40 | 50 | 60 | 70 | 80 | 90 | 100

## LFGenSetInvOpt
node | TechNo | MinAnnualHours | MaxAnnualHours | MinLoad | FixedInvest | ForcedNumber | ExistingYN | Age
node1 | LFGS01 | 0 | 8760 | 0 | 1 | 0 | 0 | 0
node1 | LFGS02 | 0 | 8760 | 0 | 1 | 0 | 0 | 0
node1 | LFGS03 | 0 | 8760 | 0 | 1 | 0 | 0 | 0
node1 | LFGS04 | 0 | 8760 | 0 | 1 | 0 | 0 | 0
node1 | LFGS05 | 0 | 8760 | 0 | 1 | 0 | 0 | 0

## DEROPT
TechNo | Description | maxp | maxs | lifetime | capcost | OMFix | OMVar | SprintCap | SprintHours | Fuel | Type | efficiency | alpha | Chpenable | BackupOnly | SGIPIncentive | AllowFeedIn | NoxRate | NoxTreatCost | MaxRampUp | MaxRampDown
DGTech01 | MT_CHP-HW_65 | 65 | 65 | 15 | 6440 | 0 | 0.00725 | 65 | 0 | 3 | 5 | 0.238 | 1.5674 | 1 | 0 | 0 | 0 | 7.711e-05 | 0 | 0.5 | 0.5
DGTech02 | ICE_RB_CHP-HW_75 | 75 | 75 | 15 | 5761.4074 | 0 | 0.01275 | 75 | 0 | 3 | 4 | 0.26 | 2.0064 | 1 | 0 | 0 | 0 | 0.0068039 | 130 | 0.5 | 0.5
DGTech03 | MT_CHP-HW_200 | 200 | 200 | 15 | 6300 | 0 | 0.0085 | 200 | 0 | 3 | 5 | 0.267 | 1.1007 | 1 | 0 | 0 | 0 | 6.35e-05 | 0 | 0.5 | 0.5
DGTech04 | ICE_RB_CHP-HW_250 | 250 | 250 | 15 | 5227.7333 | 0 | 0.0125 | 250 | 0 | 3 | 4 | 0.27 | 1.8297 | 1 | 0 | 0 | 0 | 0.0068039 | 90 | 0.5 | 0.5
DGTech05 | MT_CHP-HW_250 | 250 | 250 | 15 | 5438 | 0 | 0.006 | 250 | 0 | 3 | 5 | 0.261 | 1.2043 | 1 | 0 | 0 | 0 | 0.00010433 | 0 | 0.5 | 0.5
DGTech06 | MCFC_CHP-HW_300 | 300 | 300 | 20 | 20600 | 0 | 0.023 | 300 | 0 | 3 | 1 | 0.42727 | 0.46866 | 1 | 0 | 0 | 0 | 4.54e-06 | 0 | 0.5 | 0.5
DGTech07 | PAFC_HP-HW_400 | 400 | 400 | 20 | 14600 | 0 | 0.0185 | 400 | 0 | 3 | 1 | 0.38182 | 0.57118 | 1 | 0 | 0 | 0 | 4.54e-06 | 0 | 0.5 | 0.5
DGTech08 | ICE_LB_CHP-HW_500 | 500 | 500 | 15 | 4617.6 | 0 | 0.01075 | 500 | 0 | 3 | 4 | 0.33 | 1.2219 | 1 | 0 | 0 | 0 | 0.00080286 | 577 | 0.5 | 0.5
DGTech09 | ICE_LB_CHP-HW_750 | 750 | 750 | 20 | 4400.597 | 0 | 0.01075 | 750 | 0 | 3 | 4 | 0.345 | 1.1605 | 1 | 0 | 0 | 0 | 0.00080286 | 530 | 0.5 | 0.5
DGTech10 | ICE_LB_CHP-HW_1000 | 1000 | 1000 | 20 | 4968.6 | 0 | 0.00975 | 1000 | 0 | 3 | 4 | 0.368 | 1.0194 | 1 | 0 | 0 | 0 | 0.00080286 | 429 | 0.5 | 0.5
DGTech11 | MT_CHP-HW_1000 | 1000 | 1000 | 15 | 5000 | 0 | 0.00625 | 1000 | 0 | 3 | 5 | 0.267 | 1.1044 | 1 | 0 | 0 | 0 | 6.35e-05 | 0 | 0.5 | 0.5
DGTech12 | MCFC_CHP-HW_1000 | 1000 | 1000 | 20 | 12820 | 0 | 0.01775 | 1000 | 0 | 3 | 1 | 0.4273 | 0.46364 | 1 | 0 | 0 | 0 | 4.54e-06 | 0 | 0.5 | 0.5
DGTech13 | MCFC_CHP-HW_1400 | 1400 | 1400 | 20 | 9200 | 0 | 0.01775 | 1400 | 0 | 3 | 1 | 0.42727 | 0.46364 | 1 | 0 | 0 | 0 | 4.54e-06 | 0 | 0.5 | 0.5
DGTech14 | ICE_LB_CHP-HW_2500 | 2500 | 2500 | 20 | 4223.0868 | 0 | 0.008125 | 2500 | 0 | 3 | 4 | 0.404 | 0.78568 | 1 | 0 | 0 | 0 | 0.00080286 | 378 | 0.5 | 0.5
DGTech15 | MCFC_CHP-HW_2800 | 2800 | 2800 | 20 | 8300 | 0 | 0.01775 | 2800 | 0 | 3 | 1 | 0.4273 | 0.46364 | 1 | 0 | 0 | 0 | 4.54e-06 | 0 | 0.5 | 0.5
DGTech16 | CT_CHP-HW_3500 | 3500 | 3500 | 20 | 6144.7337 | 0 | 0.006 | 3500 | 0 | 3 | 2 | 0.2396 | 1.9444 | 1 | 0 | 0 | 0 | 0.00059421 | 208 | 0.5 | 0.5
DGTech17 | CT_CHP-HW_DB_3500 | 3500 | 3500 | 20 | 6309.1789 | 0 | 0.00625 | 3500 | 0 | 3 | 2 | 0.2396 | 1.9444 | 1 | 0 | 0 | 0 | 0.00059421 | 208 | 0.5 | 0.5
DGTech18 | ICE_LB_CHP-HW_5000 | 5000 | 5000 | 20 | 3074.0211 | 0 | 0.004375 | 5000 | 0 | 3 | 4 | 0.416 | 0.7974 | 1 | 0 | 0 | 0 | 0.0011975 | 222 | 0.5 | 0.5
DGTech19 | CT_CHP-HW_5000 | 5000 | 5000 | 20 | 3890.9918 | 0 | 0.00525 | 5000 | 0 | 3 | 2 | 0.2891 | 1.4663 | 1 | 0 | 0 | 0 | 0.00029483 | 134 | 0.5 | 0.5
DGTech20 | CT_CHP-HW_DB_5000 | 5000 | 5000 | 20 | 3984.1806 | 0 | 0.0055 | 5000 | 0 | 3 | 2 | 0.2891 | 1.4663 | 1 | 0 | 0 | 0 | 0.00029484 | 134 | 0.5 | 0.5
DGTech21 | CT_CHP-HW_7500 | 7500 | 7500 | 20 | 3754.9146 | 0 | 0.00505 | 7500 | 0 | 3 | 2 | 0.2734 | 1.6297 | 1 | 0 | 0 | 0 | 0.00031298 | 99 | 0.5 | 0.5
DGTech22 | CT_CHP-HW_DB_7500 | 7500 | 7500 | 20 | 3841.241 | 0 | 0.0053 | 7500 | 0 | 3 | 2 | 0.2734 | 1.6297 | 1 | 0 | 0 | 0 | 0.00031298 | 99 | 0.5 | 0.5
DGTech23 | CT_CHP-HW_15000 | 15000 | 15000 | 20 | 2887.7754 | 0 | 0.00365 | 15000 | 0 | 3 | 2 | 0.3325 | 1.2044 | 1 | 0 | 0 | 0 | 0.00025855 | 75 | 0.5 | 0.5
DGTech24 | CT_CHP-HW_DB_15000 | 15000 | 15000 | 20 | 2952.9811 | 0 | 0.003775 | 15000 | 0 | 3 | 2 | 0.3325 | 1.2044 | 1 | 0 | 0 | 0 | 0.00025855 | 75 | 0.5 | 0.5
DGTech25 | CT_CHP-HW_25000 | 25000 | 25000 | 20 | 2377.3427 | 0 | 0.0036 | 25000 | 0 | 3 | 2 | 0.3597 | 1.053 | 1 | 0 | 0 | 0 | 0.00023587 | 59 | 0.5 | 0.5
DGTech26 | CT_CHP-HW_DB_25000 | 25000 | 25000 | 20 | 2428.5374 | 0 | 0.0037 | 25000 | 0 | 3 | 2 | 0.3597 | 1.053 | 1 | 0 | 0 | 0 | 0.00023587 | 59 | 0.5 | 0.5
DGTech27 | MT_65 | 65 | 65 | 15 | 5474 | 0 | 0.0065 | 65 | 0 | 3 | 5 | 0.238 | 0 | 0 | 0 | 0 | 0 | 7.711e-05 | 0 | 0.5 | 0.5
DGTech28 | ICE_RB_75 | 75 | 75 | 15 | 4460.4444 | 0 | 0.012 | 75 | 0 | 3 | 4 | 0.26 | 0 | 0 | 0 | 0 | 0 | 0.0068039 | 130 | 0.5 | 0.5
DGTech29 | MT_200 | 200 | 200 | 15 | 5355 | 0 | 0.008 | 200 | 0 | 3 | 5 | 0.267 | 0 | 0 | 0 | 0 | 0 | 6.35e-05 | 0 | 0.5 | 0.5
DGTech30 | ICE_RB_250 | 250 | 250 | 15 | 4146.1333 | 0 | 0.012 | 250 | 0 | 3 | 4 | 0.27 | 0 | 0 | 0 | 0 | 0 | 0.0068039 | 90 | 0.5 | 0.5
DGTech31 | MT_250 | 250 | 250 | 15 | 4622.3 | 0 | 0.0055 | 250 | 0 | 3 | 5 | 0.261 | 0 | 0 | 0 | 0 | 0 | 0.00010433 | 0 | 0.5 | 0.5
DGTech32 | MCFC_300 | 300 | 300 | 20 | 20000 | 0 | 0.0225 | 300 | 0 | 3 | 1 | 0.42727 | 0 | 0 | 0 | 0 | 0 | 4.54e-06 | 0 | 0.5 | 0.5
DGTech33 | PAFC_400 | 400 | 400 | 20 | 14000 | 0 | 0.018 | 400 | 0 | 3 | 1 | 0.38182 | 0 | 0 | 0 | 0 | 0 | 4.54e-06 | 0 | 0.5 | 0.5
DGTech34 | ICE_LB_500 | 500 | 500 | 15 | 3628.1143 | 0 | 0.0105 | 500 | 0 | 3 | 4 | 0.33 | 0 | 0 | 0 | 0 | 0 | 0.00080286 | 577 | 0.5 | 0.5
DGTech35 | ICE_LB_750 | 750 | 750 | 20 | 3504.1791 | 0 | 0.0105 | 750 | 0 | 3 | 4 | 0.345 | 0 | 0 | 0 | 0 | 0 | 0.00080286 | 530 | 0.5 | 0.5
DGTech36 | ICE_LB_1000 | 1000 | 1000 | 20 | 3042 | 0 | 0.0095 | 1000 | 0 | 3 | 4 | 0.368 | 0 | 0 | 0 | 0 | 0 | 0.00080286 | 429 | 0.5 | 0.5
DGTech37 | MT_1000 | 1000 | 1000 | 15 | 4250 | 0 | 0.006 | 1000 | 0 | 3 | 5 | 0.267 | 0 | 0 | 0 | 0 | 0 | 6.35e-05 | 0 | 0.5 | 0.5
DGTech38 | MCFC_1000 | 1000 | 1000 | 20 | 12320 | 0 | 0.0175 | 1000 | 0 | 3 | 1 | 0.4273 | 0 | 0 | 0 | 0 | 0 | 4.54e-06 | 0 | 0.5 | 0.5
DGTech39 | MCFC_1400 | 1400 | 1400 | 20 | 8800 | 0 | 0.0175 | 1400 | 0 | 3 | 1 | 0.42727 | 0 | 0 | 0 | 0 | 0 | 4.54e-06 | 0 | 0.5 | 0.5
DGTech40 | ICE_LB_2500 | 2500 | 2500 | 20 | 2568.6038 | 0 | 0.008 | 2500 | 0 | 3 | 4 | 0.404 | 0 | 0 | 0 | 0 | 0 | 0.00080286 | 378 | 0.5 | 0.5
DGTech41 | MCFC_2800 | 2800 | 2800 | 20 | 8000 | 0 | 0.0175 | 2800 | 0 | 3 | 1 | 0.4273 | 0 | 0 | 0 | 0 | 0 | 4.54e-06 | 0 | 0.5 | 0.5
DGTech42 | CT_3500 | 3500 | 3500 | 20 | 5048.4322 | 0 | 0.005 | 3500 | 0 | 3 | 2 | 0.2396 | 0 | 0 | 0 | 0 | 0 | 0.00059421 | 208 | 0.5 | 0.5
DGTech43 | ICE_LB_5000 | 5000 | 5000 | 20 | 1847.3684 | 0 | 0.00425 | 5000 | 0 | 3 | 4 | 0.416 | 0 | 0 | 0 | 0 | 0 | 0.0011975 | 222 | 0.5 | 0.5
DGTech44 | CT_5000 | 5000 | 5000 | 20 | 3269.7329 | 0 | 0.0045 | 5000 | 0 | 3 | 2 | 0.2891 | 0 | 0 | 0 | 0 | 0 | 0.00029483 | 134 | 0.5 | 0.5
DGTech45 | CT_7500 | 7500 | 7500 | 20 | 3179.405 | 0 | 0.00445 | 7500 | 0 | 3 | 2 | 0.2734 | 0 | 0 | 0 | 0 | 0 | 0.00031298 | 99 | 0.5 | 0.5
DGTech46 | CT_15000 | 15000 | 15000 | 20 | 2453.0704 | 0 | 0.0031 | 15000 | 0 | 3 | 2 | 0.3325 | 0 | 0 | 0 | 0 | 0 | 0.00025855 | 75 | 0.5 | 0.5
DGTech47 | CT_25000 | 25000 | 25000 | 20 | 2036.0443 | 0 | 0.0031 | 25000 | 0 | 3 | 2 | 0.3597 | 0 | 0 | 0 | 0 | 0 | 0.00023587 | 59 | 0.5 | 0.5
DGTech48 | CT_25000 | 25000 | 25000 | 20 | 2036.0443 | 0 | 0.0031 | 25000 | 0 | 3 | 2 | 0.3597 | 0 | 0 | 0 | 0 | 0 | 0.00023587 | 59 | 0.5 | 0.5
DGTech49 | CT_25000 | 25000 | 25000 | 20 | 2036.0443 | 0 | 0.0031 | 25000 | 0 | 3 | 2 | 0.3597 | 0 | 0 | 0 | 0 | 0 | 0.00023587 | 59 | 0.5 | 0.5
DGTech50 | CT_25000 | 25000 | 25000 | 20 | 2036.0443 | 0 | 0.0031 | 25000 | 0 | 3 | 2 | 0.3597 | 0 | 0 | 0 | 0 | 0 | 0.00023587 | 59 | 0.5 | 0.5
DGTech51 | PEM_FC_250 | 250 | 250 | 20 | 1884 | 0 | 0.0185 | 250 | 0 | 6 | 1 | 0.6 | 0 | 0 | 0 | 0 | 0 | 0 | 0 | 0.5 | 0.5
DGTech52 | PEM_FC_100 | 100 | 100 | 20 | 2300 | 0 | 0.0185 | 100 | 0 | 6 | 1 | 0.6 | 0 | 0 | 0 | 0 | 0 | 0 | 0 | 0.5 | 0.5
DGTech53 | PEM_FC_10 | 10 | 10 | 20 | 2527 | 0 | 0.0185 | 10 | 0 | 6 | 1 | 0.6 | 0 | 0 | 0 | 0 | 0 | 0 | 0 | 0.5 | 0.5
DGTech54 | PEM_FC_5 | 5 | 5 | 20 | 3946 | 0 | 0.0185 | 5 | 0 | 6 | 1 | 0.6 | 0 | 0 | 0 | 0 | 0 | 0 | 0 | 0.5 | 0.5
DGTech55 | PEM_FC_CHP_250 | 250 | 250 | 20 | 2219 | 0 | 0.0185 | 250 | 0 | 6 | 1 | 0.35 | 0.7 | 1 | 0 | 0 | 0 | 0 | 0 | 0.5 | 0.5
DGTech56 | PEM_FC_CHP_100 | 100 | 100 | 20 | 3140 | 0 | 0.0185 | 100 | 0 | 6 | 1 | 0.35 | 0.7 | 1 | 0 | 0 | 0 | 0 | 0 | 0.5 | 0.5

## GenConstraints
| TechNo | MinAnnualHours | MaxAnnualHours | MinLoad | FixedInvest | ForcedNumber | ExistingYN | Age | TimeToStart | TimeToRamp | RegulationYN
node1 | DGTech01 | 0 | 8760 | 0 | 1 | 0 | 0 | 0 | 20 | 10 | 0
node1 | DGTech02 | 0 | 8760 | 0 | 1 | 0 | 0 | 0 | 20 | 10 | 0
node1 | DGTech03 | 0 | 8760 | 0 | 1 | 0 | 0 | 0 | 20 | 10 | 0
node1 | DGTech04 | 0 | 8760 | 0 | 1 | 0 | 0 | 0 | 20 | 10 | 0
node1 | DGTech05 | 0 | 8760 | 0 | 1 | 0 | 0 | 0 | 20 | 10 | 0
node1 | DGTech06 | 0 | 8760 | 0 | 1 | 0 | 0 | 0 | 20 | 10 | 0
node1 | DGTech07 | 0 | 8760 | 0 | 1 | 0 | 0 | 0 | 20 | 10 | 0
node1 | DGTech08 | 0 | 8760 | 0 | 1 | 0 | 0 | 0 | 20 | 10 | 0
node1 | DGTech09 | 0 | 8760 | 0 | 1 | 0 | 0 | 0 | 20 | 10 | 0
node1 | DGTech10 | 0 | 8760 | 0 | 1 | 0 | 0 | 0 | 20 | 10 | 0
node1 | DGTech11 | 0 | 8760 | 0 | 1 | 0 | 0 | 0 | 20 | 10 | 0
node1 | DGTech12 | 0 | 8760 | 0 | 1 | 0 | 0 | 0 | 20 | 10 | 0
node1 | DGTech13 | 0 | 8760 | 0 | 1 | 0 | 0 | 0 | 20 | 10 | 0
node1 | DGTech14 | 0 | 8760 | 0 | 1 | 0 | 0 | 0 | 20 | 10 | 0
node1 | DGTech15 | 0 | 8760 | 0 | 1 | 0 | 0 | 0 | 20 | 10 | 0
node1 | DGTech16 | 0 | 8760 | 0 | 1 | 0 | 0 | 0 | 20 | 10 | 0
node1 | DGTech17 | 0 | 8760 | 0 | 1 | 0 | 0 | 0 | 20 | 10 | 0
node1 | DGTech18 | 0 | 8760 | 0 | 1 | 0 | 0 | 0 | 20 | 10 | 0
node1 | DGTech19 | 0 | 8760 | 0 | 1 | 0 | 0 | 0 | 20 | 10 | 0
node1 | DGTech20 | 0 | 8760 | 0 | 1 | 0 | 0 | 0 | 20 | 10 | 0
node1 | DGTech21 | 0 | 8760 | 0 | 1 | 0 | 0 | 0 | 20 | 10 | 0
node1 | DGTech22 | 0 | 8760 | 0 | 1 | 0 | 0 | 0 | 20 | 10 | 0
node1 | DGTech23 | 0 | 8760 | 0 | 1 | 0 | 0 | 0 | 20 | 10 | 0
node1 | DGTech24 | 0 | 8760 | 0 | 1 | 0 | 0 | 0 | 20 | 10 | 0
node1 | DGTech25 | 0 | 8760 | 0 | 1 | 0 | 0 | 0 | 20 | 10 | 0
node1 | DGTech26 | 0 | 8760 | 0 | 1 | 0 | 0 | 0 | 20 | 10 | 0
node1 | DGTech27 | 0 | 8760 | 0 | 1 | 0 | 0 | 0 | 20 | 10 | 0
node1 | DGTech28 | 0 | 8760 | 0 | 1 | 0 | 0 | 0 | 20 | 10 | 0
node1 | DGTech29 | 0 | 8760 | 0 | 1 | 0 | 0 | 0 | 20 | 10 | 0
node1 | DGTech30 | 0 | 8760 | 0 | 1 | 0 | 0 | 0 | 20 | 10 | 0
node1 | DGTech31 | 0 | 8760 | 0 | 1 | 0 | 0 | 0 | 20 | 10 | 0
node1 | DGTech32 | 0 | 8760 | 0 | 1 | 0 | 0 | 0 | 20 | 10 | 0
node1 | DGTech33 | 0 | 8760 | 0 | 1 | 0 | 0 | 0 | 20 | 10 | 0
node1 | DGTech34 | 0 | 8760 | 0 | 1 | 0 | 0 | 0 | 20 | 10 | 0
node1 | DGTech35 | 0 | 8760 | 0 | 1 | 0 | 0 | 0 | 20 | 10 | 0
node1 | DGTech36 | 0 | 8760 | 0 | 1 | 0 | 0 | 0 | 20 | 10 | 0
node1 | DGTech37 | 0 | 8760 | 0 | 1 | 0 | 0 | 0 | 20 | 10 | 0
node1 | DGTech38 | 0 | 8760 | 0 | 1 | 0 | 0 | 0 | 20 | 10 | 0
node1 | DGTech39 | 0 | 8760 | 0 | 1 | 0 | 0 | 0 | 20 | 10 | 0
node1 | DGTech40 | 0 | 8760 | 0 | 1 | 0 | 0 | 0 | 20 | 10 | 0
node1 | DGTech41 | 0 | 8760 | 0 | 1 | 0 | 0 | 0 | 20 | 10 | 0
node1 | DGTech42 | 0 | 8760 | 0 | 1 | 0 | 0 | 0 | 20 | 10 | 0
node1 | DGTech43 | 0 | 8760 | 0 | 1 | 0 | 0 | 0 | 20 | 10 | 0
node1 | DGTech44 | 0 | 8760 | 0 | 1 | 0 | 0 | 0 | 20 | 10 | 0
node1 | DGTech45 | 0 | 8760 | 0 | 1 | 0 | 0 | 0 | 20 | 10 | 0
node1 | DGTech46 | 0 | 8760 | 0 | 1 | 0 | 0 | 0 | 20 | 10 | 0
node1 | DGTech47 | 0 | 8760 | 0 | 1 | 0 | 0 | 0 | 20 | 10 | 0
node1 | DGTech48 | 0 | 8760 | 0 | 1 | 0 | 0 | 0 | 20 | 10 | 0
node1 | DGTech49 | 0 | 8760 | 0 | 1 | 0 | 0 | 0 | 20 | 10 | 0
node1 | DGTech50 | 0 | 8760 | 0 | 1 | 0 | 0 | 0 | 20 | 10 | 0
node1 | DGTech51 | 0 | 8760 | 0 | 1 | 0 | 0 | 0 | 20 | 10 | 0
node1 | DGTech52 | 0 | 8760 | 0 | 1 | 0 | 0 | 0 | 20 | 10 | 0
node1 | DGTech53 | 0 | 8760 | 0 | 1 | 0 | 0 | 0 | 20 | 10 | 0
node1 | DGTech54 | 0 | 8760 | 0 | 1 | 0 | 0 | 0 | 20 | 10 | 0
node1 | DGTech55 | 0 | 8760 | 0 | 1 | 0 | 0 | 0 | 20 | 10 | 0
node1 | DGTech56 | 0 | 8760 | 0 | 1 | 0 | 0 | 0 | 20 | 10 | 0

## AmbientHourlyTemperature
| 1 | 2 | 3 | 4 | 5 | 6 | 7 | 8 | 9 | 10 | 11 | 12 | 13 | 14 | 15 | 16 | 17 | 18 | 19 | 20 | 21 | 22 | 23 | 24
January | 8.1 | 7.9 | 7.8 | 7.7 | 7.8 | 7.9 | 8 | 8.9 | 9.7 | 10.6 | 11.5 | 12.4 | 13.3 | 13.4 | 13.6 | 13.8 | 12.8 | 11.9 | 10.9 | 10.4 | 9.9 | 9.3 | 8.9 | 8.5
February | 9.7 | 9.5 | 9.3 | 9.1 | 8.8 | 8.6 | 8.2 | 9.5 | 10.7 | 12 | 13.2 | 14.4 | 15.5 | 15.6 | 15.7 | 15.8 | 14.9 | 13.9 | 13 | 12.3 | 11.7 | 11.1 | 10.5 | 10.1
March | 11.1 | 10.6 | 10.1 | 9.6 | 9.3 | 9 | 8.7 | 9.9 | 11.1 | 12.3 | 13.4 | 14.5 | 15.6 | 15.9 | 16.1 | 16.4 | 15.6 | 14.8 | 14 | 13.6 | 13.1 | 12.6 | 12.1 | 11.6
April | 10.3 | 9.8 | 9.4 | 9 | 9.4 | 9.7 | 10.1 | 11.5 | 13 | 14.5 | 15.6 | 16.8 | 18 | 18.1 | 18.2 | 18.4 | 17 | 15.5 | 14.1 | 13.5 | 12.9 | 12.2 | 11.5 | 10.8
May | 11.2 | 11.1 | 10.8 | 10.4 | 10.9 | 11.3 | 11.7 | 13.2 | 14.6 | 16.1 | 17.5 | 18.9 | 20.4 | 20.2 | 20 | 19.8 | 18.2 | 16.6 | 15 | 14 | 13.2 | 12.2 | 11.7 | 11.5
June | 13 | 12.9 | 12.7 | 12.3 | 12.9 | 13.6 | 14.2 | 15.5 | 16.7 | 18 | 19.4 | 20.7 | 22 | 21.6 | 21.1 | 20.7 | 19.3 | 17.8 | 16.4 | 15.5 | 14.7 | 13.8 | 13.3 | 13.1
July | 13.4 | 13.3 | 13.1 | 13 | 13.4 | 13.7 | 14.1 | 15.5 | 16.9 | 18.3 | 19.8 | 21.3 | 22.8 | 22.4 | 22.1 | 21.8 | 20.2 | 18.6 | 17.1 | 16.3 | 15.5 | 14.7 | 14 | 13.7
August | 14 | 13.8 | 13.6 | 13.4 | 13.5 | 13.7 | 13.9 | 15.2 | 16.5 | 17.9 | 19.6 | 21.4 | 23.1 | 22.6 | 22.1 | 21.6 | 20.1 | 18.5 | 17.1 | 16.3 | 15.7 | 14.9 | 14.4 | 14.1
September | 14.8 | 14.5 | 14.1 | 13.7 | 13.5 | 13.7 | 14.7 | 16.2 | 17.7 | 19 | 20.6 | 22.2 | 23.4 | 23.6 | 23.2 | 22.4 | 21.3 | 19.5 | 18.2 | 17.2 | 16.6 | 16.1 | 15.6 | 15.2
October | 13.4 | 12.9 | 12.4 | 11.9 | 12.1 | 12.3 | 12.5 | 14.2 | 15.8 | 17.4 | 18.6 | 19.9 | 21.1 | 21.2 | 21.2 | 21.3 | 19.9 | 18.6 | 17.2 | 16.6 | 16 | 15.3 | 14.6 | 13.9
November | 10.8 | 10.2 | 9.6 | 9.2 | 9.3 | 9.3 | 9.9 | 11.5 | 13.4 | 14.4 | 15.3 | 16.6 | 17.1 | 17.4 | 17.3 | 16.3 | 15 | 14.1 | 13.3 | 12.7 | 11.9 | 11.7 | 11.5 | 11.2
December | 8.2 | 7.9 | 7.4 | 6.9 | 6.9 | 7 | 7 | 8.1 | 9.3 | 10.4 | 11.5 | 12.6 | 13.6 | 13.8 | 13.9 | 14.1 | 13 | 12 | 11 | 10.3 | 9.7 | 9.1 | 8.6 | 8.3

## Beta
| NGbasic | Diesel | BioDiesel | Other
space-heating | 0.8 | 0 | 0 | 0
water-heating | 0.8 | 0 | 0 | 0
naturalgas-only | 1 | 0 | 0 | 0

## BldgInternalAvgTemperture
|  | 1 | 2 | 3 | 4 | 5 | 6 | 7 | 8 | 9 | 10 | 11 | 12 | 13 | 14 | 15 | 16 | 17 | 18 | 19 | 20 | 21 | 22 | 23 | 24
node1 | January | 16 | 16 | 16 | 16 | 16 | 16 | 16 | 18.71 | 18.71 | 18.71 | 18.71 | 18.71 | 18.71 | 18.71 | 18.71 | 18.71 | 18.71 | 18.71 | 18.71 | 18.71 | 18.71 | 18.71 | 16 | 16
node1 | February | 16 | 16 | 16 | 16 | 16 | 16 | 16 | 18.71 | 18.71 | 18.71 | 18.71 | 18.71 | 18.71 | 18.71 | 18.71 | 18.71 | 18.71 | 18.71 | 18.71 | 18.71 | 18.71 | 18.71 | 16 | 16
node1 | March | 16 | 16 | 16 | 16 | 16 | 16 | 16 | 18.97 | 18.97 | 18.97 | 18.97 | 18.97 | 18.97 | 18.97 | 18.97 | 18.97 | 18.97 | 18.97 | 18.97 | 18.97 | 18.97 | 18.97 | 16 | 16
node1 | April | 16 | 16 | 16 | 16 | 16 | 16 | 16 | 18.53 | 18.53 | 18.53 | 18.53 | 18.53 | 18.53 | 18.53 | 18.53 | 18.53 | 18.53 | 18.53 | 18.53 | 18.53 | 18.53 | 18.53 | 16 | 16
node1 | May | 16 | 16 | 16 | 16 | 16 | 16 | 16 | 18.84 | 18.97 | 19.25 | 19.3 | 19.44 | 19.51 | 19.67 | 19.78 | 19.77 | 19.63 | 19.35 | 19.22 | 18.99 | 18.84 | 18.84 | 16 | 16
node1 | June | 16 | 16 | 16 | 16 | 16 | 16 | 16 | 18.53 | 18.95 | 19.7 | 20.5 | 21.22 | 21.6 | 21.8 | 21.7 | 22.06 | 21.87 | 21.48 | 20.85 | 19.95 | 19.2 | 18.89 | 16.15 | 16
node1 | July | 16.32 | 16.16 | 16 | 16 | 16 | 16 | 16 | 19.73 | 20.84 | 22.32 | 23.13 | 23.6 | 23.59 | 23.64 | 23.59 | 23.59 | 23.6 | 23.3 | 22.6 | 21.5 | 20.18 | 19.75 | 17.43 | 16.5
node1 | August | 16 | 16 | 16 | 16 | 16 | 16 | 16 | 18.86 | 19.08 | 19.49 | 19.73 | 19.86 | 20.14 | 20.29 | 20.28 | 20.26 | 20.19 | 19.68 | 19.5 | 19.28 | 19.04 | 19 | 16.15 | 16.14
node1 | September | 16 | 16 | 16 | 16 | 16 | 16 | 16 | 18.8 | 18.8 | 19.16 | 19.47 | 19.65 | 19.95 | 20.37 | 20.36 | 20.2 | 19.85 | 19.44 | 19.3 | 18.98 | 18.96 | 18.95 | 16 | 16
node1 | October | 16 | 16 | 16 | 16 | 16 | 16 | 16 | 18.71 | 18.71 | 18.71 | 18.71 | 18.71 | 18.71 | 18.86 | 18.88 | 18.86 | 18.71 | 18.71 | 18.71 | 18.71 | 18.71 | 18.71 | 16 | 16
node1 | November | 16 | 16 | 16 | 16 | 16 | 16 | 16 | 18.8 | 18.8 | 18.8 | 18.8 | 18.8 | 18.8 | 18.8 | 18.8 | 18.8 | 18.8 | 18.8 | 18.8 | 18.8 | 18.8 | 18.8 | 16 | 16
node1 | December | 16 | 16 | 16 | 16 | 16 | 16 | 16 | 18.32 | 18.32 | 18.32 | 18.32 | 18.32 | 18.32 | 18.32 | 18.32 | 18.32 | 18.32 | 18.32 | 18.32 | 18.32 | 18.32 | 18.32 | 16 | 16

## BldgShellWallOptions
| heatConductivity | dThickness | investCost | installCost | FixedInvest
Wall0 | 0.038 | 0 | 0 | 0 | 0
Wall1 | 0.038 | 0.025 | 1.125 | 25 | 0
Wall2 | 0.038 | 0.05 | 2.25 | 25 | 0
Wall3 | 0.038 | 0.075 | 3.375 | 25 | 0
Wall4 | 0.038 | 0.1 | 4.5 | 25 | 0
Wall5 | 0.038 | 0.125 | 5.625 | 25 | 0
Wall6 | 0.038 | 0.15 | 6.75 | 25 | 0
Wall7 | 0.038 | 0.175 | 7.875 | 25 | 0
Wall8 | 0.038 | 0.2 | 9 | 25 | 0
Wall9 | 0.038 | 0.225 | 10.125 | 25 | 0
Wall10 | 0.038 | 0.25 | 11.25 | 25 | 0
Wall11 | 0.038 | 0.275 | 12.375 | 25 | 0
Wall12 | 0.038 | 0.3 | 13.5 | 25 | 0

## BldgShellWallChanges
FixedInvest
node1 | Wall0 | 0
node1 | Wall1 | 0
node1 | Wall2 | 0
node1 | Wall3 | 0
node1 | Wall4 | 0
node1 | Wall5 | 0
node1 | Wall6 | 0
node1 | Wall7 | 0
node1 | Wall8 | 0
node1 | Wall9 | 0
node1 | Wall10 | 0
node1 | Wall11 | 0
node1 | Wall12 | 0

## BldgShellRoofOptions
| heatConductivity | dThickness | investCost | installCost
Roof0 | 0.038 | 0.01 | 0 | 0
Roof1 | 0.038 | 0.025 | 1.125 | 9
Roof2 | 0.038 | 0.05 | 2.25 | 9
Roof3 | 0.038 | 0.075 | 3.375 | 9
Roof4 | 0.038 | 0.1 | 4.5 | 9
Roof5 | 0.038 | 0.125 | 5.625 | 9
Roof6 | 0.038 | 0.15 | 6.75 | 9
Roof7 | 0.038 | 0.175 | 7.875 | 9
Roof8 | 0.038 | 0.2 | 9 | 9
Roof9 | 0.038 | 0.225 | 10.125 | 9
Roof10 | 0.038 | 0.25 | 11.25 | 9
Roof11 | 0.038 | 0.275 | 12.375 | 9
Roof12 | 0.038 | 0.3 | 13.5 | 9

## BldgShellRoofChanges
FixedInvest
node1 | Roof0 | 0
node1 | Roof1 | 0
node1 | Roof2 | 0
node1 | Roof3 | 0
node1 | Roof4 | 0
node1 | Roof5 | 0
node1 | Roof6 | 0
node1 | Roof7 | 0
node1 | Roof8 | 0
node1 | Roof9 | 0
node1 | Roof10 | 0
node1 | Roof11 | 0
node1 | Roof12 | 0

## BldgShellGroundOptions
| heatConductivity | dThickness | investCost | installCost
Ground0 | 0.038 | 0.01 | 0 | 0
Ground1 | 0.038 | 0.025 | 1.125 | 9
Ground2 | 0.038 | 0.05 | 2.25 | 9
Ground3 | 0.038 | 0.075 | 3.375 | 9
Ground4 | 0.038 | 0.1 | 4.5 | 9
Ground5 | 0.038 | 0.125 | 5.625 | 9
Ground6 | 0.038 | 0.15 | 6.75 | 9
Ground7 | 0.038 | 0.175 | 7.875 | 9
Ground8 | 0.038 | 0.2 | 9 | 9
Ground9 | 0.038 | 0.225 | 10.125 | 9
Ground10 | 0.038 | 0.25 | 11.25 | 9
Ground11 | 0.038 | 0.275 | 12.375 | 9
Ground12 | 0.038 | 0.3 | 13.5 | 9

## BldgShellGroundChanges
FixedInvest
node1 | Ground0 | 0
node1 | Ground1 | 0
node1 | Ground2 | 0
node1 | Ground3 | 0
node1 | Ground4 | 0
node1 | Ground5 | 0
node1 | Ground6 | 0
node1 | Ground7 | 0
node1 | Ground8 | 0
node1 | Ground9 | 0
node1 | Ground10 | 0
node1 | Ground11 | 0
node1 | Ground12 | 0

## BldgShellWindowOptions
| UValue | investCost | installCost | gValue | fValue
Window0 | 1 | 0 | 0 | 1 | 1
Window1 | 2.6 | 250 | 60 | 0.65 | 1
Window2 | 1.3 | 400 | 65 | 0.55 | 1
Window3 | 0.75 | 750 | 90 | 0.45 | 1

## BldgShellWindowChanges
FixedInvest
node1 | Window0 | 0
node1 | Window1 | 0
node1 | Window2 | 0
node1 | Window3 | 0

## BldgShellDoorOptions
| UValue | investCost | installCost | gValue | fValue
Door0 | 1 | 0 | 0 | 1 | 1
Door1 | 2.6 | 250 | 60 | 0.65 | 1
Door2 | 1.3 | 400 | 65 | 0.55 | 1
Door3 | 0.75 | 750 | 90 | 0.45 | 1

## BldgShellDoorChanges
FixedInvest
node1 | Door0 | 0
node1 | Door1 | 0
node1 | Door2 | 0
node1 | Door3 | 0

## CentralTechInvestParameter
| FixedCost | VariableCost | Lifetime | FixedOM | VariableOM
Central_Heating | 6000 | 45 | 10 | 0 | 0
Central_Cooling | 2300 | 230 | 10 | 0 | 0
Central_Refrigeration | 1900 | 190 | 10 | 0 | 0

## CentralForcedInvest
|  | FixedInvest | ForcedInvestCapacity | ExistingYN | Age
node1 | Central_Heating | 0 | 0 | 0 | 0
node1 | Central_Cooling | 0 | 0 | 0 | 0
node1 | Central_Refrigeration | 0 | 0 | 0 | 0

## CoincidentHour
January | 18
February | 18
March | 18
April | 18
May | 18
June | 18
July | 18
August | 18
September | 18
October | 18
November | 18
December | 18

## CO2EmissionsRate
NGbasic | 0.18108
NGforDG | 0.18108
NGforAbs | 0.18108
Diesel | 0.24964
BioDiesel | 0.0757
Hydrogen | 0
Other | 0

## COP_Electric_Abs_Refrigeration
Electric | 4.5
Absorption | 0.7

## COP_Electric_Abs_Chillers
Electric | 4.5
Absorption | 0.7

## DemandResponseParameters
|  | VariableCost | MaxContribution | MaxHours
node1 | LowDR | 0 | 0 | 0
node1 | MidDR | 0 | 0 | 0
node1 | HighDR | 0 | 0 | 0

## DemandResponseParametersHeating
|  | VariableCost | MaxContribution | MaxHours
node1 | LowDR | 0 | 0 | 0
node1 | MidDR | 0 | 0 | 0
node1 | HighDR | 0 | 0 | 0

## DCLParameterTable
|  | VariableCost | MaxHours | Full-LengthDCL | Outage-OnlyDCL
node1 | DCL1 | 0 | 0 | 0 | 0
node1 | DCL2 | 0 | 0 | 0 | 0
node1 | DCL3 | 0 | 0 | 0 | 0
node1 | DCL4 | 0 | 0 | 0 | 0
node1 | DCL5 | 0 | 0 | 0 | 0

## DCLDaysTable
|  | week | peak | weekend
node1 | DCL1 | 0 | 0 | 0
node1 | DCL2 | 0 | 0 | 0
node1 | DCL3 | 0 | 0 | 0
node1 | DCL4 | 0 | 0 | 0
node1 | DCL5 | 0 | 0 | 0

## DCLValueTable
|  | 1 | 2 | 3 | 4 | 5 | 6 | 7 | 8 | 9 | 10 | 11 | 12 | 13 | 14 | 15 | 16 | 17 | 18 | 19 | 20 | 21 | 22 | 23 | 24
node1 | DCL1 | 0 | 0 | 0 | 0 | 0 | 0 | 0 | 0 | 0 | 0 | 0 | 0 | 0 | 0 | 0 | 0 | 0 | 0 | 0 | 0 | 0 | 0 | 0 | 0
node1 | DCL2 | 0 | 0 | 0 | 0 | 0 | 0 | 0 | 0 | 0 | 0 | 0 | 0 | 0 | 0 | 0 | 0 | 0 | 0 | 0 | 0 | 0 | 0 | 0 | 0
node1 | DCL3 | 0 | 0 | 0 | 0 | 0 | 0 | 0 | 0 | 0 | 0 | 0 | 0 | 0 | 0 | 0 | 0 | 0 | 0 | 0 | 0 | 0 | 0 | 0 | 0
node1 | DCL4 | 0 | 0 | 0 | 0 | 0 | 0 | 0 | 0 | 0 | 0 | 0 | 0 | 0 | 0 | 0 | 0 | 0 | 0 | 0 | 0 | 0 | 0 | 0 | 0
node1 | DCL5 | 0 | 0 | 0 | 0 | 0 | 0 | 0 | 0 | 0 | 0 | 0 | 0 | 0 | 0 | 0 | 0 | 0 | 0 | 0 | 0 | 0 | 0 | 0 | 0

## dailydemandrates
| coincident | noncoincident | onpeak | midpeak | offpeak
January | 0 | 0 | 0 | 0 | 0
February | 0 | 0 | 0 | 0 | 0
March | 0 | 0 | 0 | 0 | 0
April | 0 | 0 | 0 | 0 | 0
May | 0 | 0 | 0 | 0 | 0
June | 0 | 0 | 0 | 0 | 0
July | 0 | 0 | 0 | 0 | 0
August | 0 | 0 | 0 | 0 | 0
September | 0 | 0 | 0 | 0 | 0
October | 0 | 0 | 0 | 0 | 0
November | 0 | 0 | 0 | 0 | 0
December | 0 | 0 | 0 | 0 | 0

## DGFuelLimit
| NGforDG | Diesel | BioDiesel | Hydrogen | Other
node1 | -999 | -999 | -999 | -999 | -999

## ElectricityStorageEVParameter
EfficiencyCharge | 0.9
EfficiencyDischarge | 0.9
Decay | 0.001
MaxChargeRate | 0.45
MaxDischargeRate | 0.45
BeginingHomeCharge | 21
EndHomeCharge | 7
ConnectingHourOffice | 9
DisconnectHourOffice | 19
MinStateOfCharge | 0.2
MinSOCConnect | 0.73
MinSOCDisconnect | 0.32
MaxStateOfCharge | 0.9
MaxSOConnect | 0.73
MaxSOCDisconnect | 0.9
*FractionBatteryJourney | 0.1586
*BatteryJourney | 2.5376
SpaceRequiredPerCar | 15
SizeOfEVbattery | 16

## Electricity_Exchange_EV
P_EX_Vehicle | 0.13649
Capacity_Loss_per_Normalized_Wh | 2.7e-05
Future_Replacement_Cost | 200
Reference_Cost | 244894
P_Offsite_Access | 0

## ElecStorageStationaryParameter
EfficiencyCharge | 0.9
EfficiencyDischarge | 0.9
Decay | 0.001
MaxChargeRate | 0.3
MaxDischargeRate | 0.3
MinStateOfCharge | 0.3
DiscreteSize | 500
EnableAging | 0
AvTemperature | 25
MaxToleratedLoss | 20
AccurateBattChargeDischarge | 0
DiscreteElecStorage | 0

## BatteryDegradationParameter
aCapLoss | 5.04e-06
bCapLoss | -0.0029988
cCapLoss | 0.44629
dCapLoss | -0.0067
eCapLoss | 2.35
fCapLoss | 4944.24
EaCapLoss | 24500
RCapLoss | 8.314
InputNCycles | 0
MaxNCycles | 200

## ExistingBldgShellParamsNonTrans
|  | UValue | ASize
node1 | Wall | 0.31 | 3261.37
node1 | Ground | 0.39 | 2087.6
node1 | Roof | 0.27 | 2087.6

## ExistingBldgShellParamsTrans
|  | UValue | ASize | gValue | fValue
node1 | Window | 1.29 | 389.91 | 0.63 | 0.58
node1 | Door | 1.29 | 136.09 | 0.9 | 1

## ExistingBldgShellOrientation
|  | North | East | South | West
node1 | Window | 0.25 | 0.25 | 0.25 | 0.25
node1 | Door | 0.25 | 0.25 | 0.25 | 0.25

## HourlyRates
|  | 1 | 2 | 3 | 4 | 5 | 6 | 7 | 8 | 9 | 10 | 11 | 12 | 13 | 14 | 15 | 16 | 17 | 18 | 19 | 20 | 21 | 22 | 23 | 24
January | week | 0 | 0 | 0 | 0 | 0 | 0 | 0 | 0 | 0 | 0 | 0 | 0 | 0 | 0 | 0 | 0 | 0 | 0 | 0 | 0 | 0 | 0 | 0 | 0
February | week | 0 | 0 | 0 | 0 | 0 | 0 | 0 | 0 | 0 | 0 | 0 | 0 | 0 | 0 | 0 | 0 | 0 | 0 | 0 | 0 | 0 | 0 | 0 | 0
March | week | 0 | 0 | 0 | 0 | 0 | 0 | 0 | 0 | 0 | 0 | 0 | 0 | 0 | 0 | 0 | 0 | 0 | 0 | 0 | 0 | 0 | 0 | 0 | 0
April | week | 0 | 0 | 0 | 0 | 0 | 0 | 0 | 0 | 0 | 0 | 0 | 0 | 0 | 0 | 0 | 0 | 0 | 0 | 0 | 0 | 0 | 0 | 0 | 0
May | week | 0 | 0 | 0 | 0 | 0 | 0 | 0 | 0 | 0 | 0 | 0 | 0 | 0 | 0 | 0 | 0 | 0 | 0 | 0 | 0 | 0 | 0 | 0 | 0
June | week | 0 | 0 | 0 | 0 | 0 | 0 | 0 | 0 | 0 | 0 | 0 | 0 | 0 | 0 | 0 | 0 | 0 | 0 | 0 | 0 | 0 | 0 | 0 | 0
July | week | 0 | 0 | 0 | 0 | 0 | 0 | 0 | 0 | 0 | 0 | 0 | 0 | 0 | 0 | 0 | 0 | 0 | 0 | 0 | 0 | 0 | 0 | 0 | 0
August | week | 0 | 0 | 0 | 0 | 0 | 0 | 0 | 0 | 0 | 0 | 0 | 0 | 0 | 0 | 0 | 0 | 0 | 0 | 0 | 0 | 0 | 0 | 0 | 0
September | week | 0 | 0 | 0 | 0 | 0 | 0 | 0 | 0 | 0 | 0 | 0 | 0 | 0 | 0 | 0 | 0 | 0 | 0 | 0 | 0 | 0 | 0 | 0 | 0
October | week | 0 | 0 | 0 | 0 | 0 | 0 | 0 | 0 | 0 | 0 | 0 | 0 | 0 | 0 | 0 | 0 | 0 | 0 | 0 | 0 | 0 | 0 | 0 | 0
November | week | 0 | 0 | 0 | 0 | 0 | 0 | 0 | 0 | 0 | 0 | 0 | 0 | 0 | 0 | 0 | 0 | 0 | 0 | 0 | 0 | 0 | 0 | 0 | 0
December | week | 0 | 0 | 0 | 0 | 0 | 0 | 0 | 0 | 0 | 0 | 0 | 0 | 0 | 0 | 0 | 0 | 0 | 0 | 0 | 0 | 0 | 0 | 0 | 0
January | peak | 0 | 0 | 0 | 0 | 0 | 0 | 0 | 0 | 0 | 0 | 0 | 0 | 0 | 0 | 0 | 0 | 0 | 0 | 0 | 0 | 0 | 0 | 0 | 0
February | peak | 0 | 0 | 0 | 0 | 0 | 0 | 0 | 0 | 0 | 0 | 0 | 0 | 0 | 0 | 0 | 0 | 0 | 0 | 0 | 0 | 0 | 0 | 0 | 0
March | peak | 0 | 0 | 0 | 0 | 0 | 0 | 0 | 0 | 0 | 0 | 0 | 0 | 0 | 0 | 0 | 0 | 0 | 0 | 0 | 0 | 0 | 0 | 0 | 0
April | peak | 0 | 0 | 0 | 0 | 0 | 0 | 0 | 0 | 0 | 0 | 0 | 0 | 0 | 0 | 0 | 0 | 0 | 0 | 0 | 0 | 0 | 0 | 0 | 0
May | peak | 0 | 0 | 0 | 0 | 0 | 0 | 0 | 0 | 0 | 0 | 0 | 0 | 0 | 0 | 0 | 0 | 0 | 0 | 0 | 0 | 0 | 0 | 0 | 0
June | peak | 0 | 0 | 0 | 0 | 0 | 0 | 0 | 0 | 0 | 0 | 0 | 0 | 0 | 0 | 0 | 0 | 0 | 0 | 0 | 0 | 0 | 0 | 0 | 0
July | peak | 0 | 0 | 0 | 0 | 0 | 0 | 0 | 0 | 0 | 0 | 0 | 0 | 0 | 0 | 0 | 0 | 0 | 0 | 0 | 0 | 0 | 0 | 0 | 0
August | peak | 0 | 0 | 0 | 0 | 0 | 0 | 0 | 0 | 0 | 0 | 0 | 0 | 0 | 0 | 0 | 0 | 0 | 0 | 0 | 0 | 0 | 0 | 0 | 0
September | peak | 0 | 0 | 0 | 0 | 0 | 0 | 0 | 0 | 0 | 0 | 0 | 0 | 0 | 0 | 0 | 0 | 0 | 0 | 0 | 0 | 0 | 0 | 0 | 0
October | peak | 0 | 0 | 0 | 0 | 0 | 0 | 0 | 0 | 0 | 0 | 0 | 0 | 0 | 0 | 0 | 0 | 0 | 0 | 0 | 0 | 0 | 0 | 0 | 0
November | peak | 0 | 0 | 0 | 0 | 0 | 0 | 0 | 0 | 0 | 0 | 0 | 0 | 0 | 0 | 0 | 0 | 0 | 0 | 0 | 0 | 0 | 0 | 0 | 0
December | peak | 0 | 0 | 0 | 0 | 0 | 0 | 0 | 0 | 0 | 0 | 0 | 0 | 0 | 0 | 0 | 0 | 0 | 0 | 0 | 0 | 0 | 0 | 0 | 0
January | weekend | 0 | 0 | 0 | 0 | 0 | 0 | 0 | 0 | 0 | 0 | 0 | 0 | 0 | 0 | 0 | 0 | 0 | 0 | 0 | 0 | 0 | 0 | 0 | 0
February | weekend | 0 | 0 | 0 | 0 | 0 | 0 | 0 | 0 | 0 | 0 | 0 | 0 | 0 | 0 | 0 | 0 | 0 | 0 | 0 | 0 | 0 | 0 | 0 | 0
March | weekend | 0 | 0 | 0 | 0 | 0 | 0 | 0 | 0 | 0 | 0 | 0 | 0 | 0 | 0 | 0 | 0 | 0 | 0 | 0 | 0 | 0 | 0 | 0 | 0
April | weekend | 0 | 0 | 0 | 0 | 0 | 0 | 0 | 0 | 0 | 0 | 0 | 0 | 0 | 0 | 0 | 0 | 0 | 0 | 0 | 0 | 0 | 0 | 0 | 0
May | weekend | 0 | 0 | 0 | 0 | 0 | 0 | 0 | 0 | 0 | 0 | 0 | 0 | 0 | 0 | 0 | 0 | 0 | 0 | 0 | 0 | 0 | 0 | 0 | 0
June | weekend | 0 | 0 | 0 | 0 | 0 | 0 | 0 | 0 | 0 | 0 | 0 | 0 | 0 | 0 | 0 | 0 | 0 | 0 | 0 | 0 | 0 | 0 | 0 | 0
July | weekend | 0 | 0 | 0 | 0 | 0 | 0 | 0 | 0 | 0 | 0 | 0 | 0 | 0 | 0 | 0 | 0 | 0 | 0 | 0 | 0 | 0 | 0 | 0 | 0
August | weekend | 0 | 0 | 0 | 0 | 0 | 0 | 0 | 0 | 0 | 0 | 0 | 0 | 0 | 0 | 0 | 0 | 0 | 0 | 0 | 0 | 0 | 0 | 0 | 0
September | weekend | 0 | 0 | 0 | 0 | 0 | 0 | 0 | 0 | 0 | 0 | 0 | 0 | 0 | 0 | 0 | 0 | 0 | 0 | 0 | 0 | 0 | 0 | 0 | 0
October | weekend | 0 | 0 | 0 | 0 | 0 | 0 | 0 | 0 | 0 | 0 | 0 | 0 | 0 | 0 | 0 | 0 | 0 | 0 | 0 | 0 | 0 | 0 | 0 | 0
November | weekend | 0 | 0 | 0 | 0 | 0 | 0 | 0 | 0 | 0 | 0 | 0 | 0 | 0 | 0 | 0 | 0 | 0 | 0 | 0 | 0 | 0 | 0 | 0 | 0
December | weekend | 0 | 0 | 0 | 0 | 0 | 0 | 0 | 0 | 0 | 0 | 0 | 0 | 0 | 0 | 0 | 0 | 0 | 0 | 0 | 0 | 0 | 0 | 0 | 0

## ElectricTierRates
|  | TierMaxLevel | TierRate
January | Tier1 | 0 | 0
January | Tier2 | 0 | 0
January | Tier3 | 0 | 0
February | Tier1 | 0 | 0
February | Tier2 | 0 | 0
February | Tier3 | 0 | 0
March | Tier1 | 0 | 0
March | Tier2 | 0 | 0
March | Tier3 | 0 | 0
April | Tier1 | 0 | 0
April | Tier2 | 0 | 0
April | Tier3 | 0 | 0
May | Tier1 | 0 | 0
May | Tier2 | 0 | 0
May | Tier3 | 0 | 0
June | Tier1 | 0 | 0
June | Tier2 | 0 | 0
June | Tier3 | 0 | 0
July | Tier1 | 0 | 0
July | Tier2 | 0 | 0
July | Tier3 | 0 | 0
August | Tier1 | 0 | 0
August | Tier2 | 0 | 0
August | Tier3 | 0 | 0
September | Tier1 | 0 | 0
September | Tier2 | 0 | 0
September | Tier3 | 0 | 0
October | Tier1 | 0 | 0
October | Tier2 | 0 | 0
October | Tier3 | 0 | 0
November | Tier1 | 0 | 0
November | Tier2 | 0 | 0
November | Tier3 | 0 | 0
December | Tier1 | 0 | 0
December | Tier2 | 0 | 0
December | Tier3 | 0 | 0

## TOURates
| On | Mid | Off
January | 0 | 0.09614 | 0.07871
February | 0 | 0.09614 | 0.07871
March | 0 | 0.09614 | 0.07871
April | 0 | 0.09614 | 0.07871
May | 0.14709 | 0.10132 | 0.07455
June | 0.14709 | 0.10132 | 0.07455
July | 0.14709 | 0.10132 | 0.07455
August | 0.14709 | 0.10132 | 0.07455
September | 0.14709 | 0.10132 | 0.07455
October | 0.14709 | 0.10132 | 0.07455
November | 0 | 0.09614 | 0.07871
December | 0 | 0.09614 | 0.07871

## FlowBatteryParameter
EfficiencyCharge | 0.84
EfficiencyDischarge | 0.84
Decay | 0
MinStateOfCharge | 0.25

## Electrolysis
EfficiencyElectrolysis | 1
EfficiencyPressurizing | 1
Decay | 0.01
MinStateOfCharge | 0

## FeedInOptions
MaxInstalledCapacity | 20000
MaxExportCapacity | 5000
MinHeatRecovered | 0.05
MinHHVefficiency | 0.6
MinLHVefficiency | 0.425

## FuelPrice
| NGbasic | NGforDG | NGforAbs | Diesel | BioDiesel | Hydrogen | Other
January | 0.016 | 0.016 | 0.016 | 0 | 0 | 9999 | 0
February | 0.016 | 0.016 | 0.016 | 0 | 0 | 9999 | 0
March | 0.016 | 0.016 | 0.016 | 0 | 0 | 9999 | 0
April | 0.016 | 0.016 | 0.016 | 0 | 0 | 9999 | 0
May | 0.0144 | 0.0144 | 0.0144 | 0 | 0 | 9999 | 0
June | 0.0144 | 0.0144 | 0.0144 | 0 | 0 | 9999 | 0
July | 0.0144 | 0.0144 | 0.0144 | 0 | 0 | 9999 | 0
August | 0.0144 | 0.0144 | 0.0144 | 0 | 0 | 9999 | 0
September | 0.0144 | 0.0144 | 0.0144 | 0 | 0 | 9999 | 0
October | 0.0144 | 0.0144 | 0.0144 | 0 | 0 | 9999 | 0
November | 0.016 | 0.016 | 0.016 | 0 | 0 | 9999 | 0
December | 0.016 | 0.016 | 0.016 | 0 | 0 | 9999 | 0

## FuelPriceTier
|  |  | TierMaxLevel | TierRate
NGBasic | January | Tier1 | 0 | 0
NGBasic | January | Tier2 | 0 | 0
NGBasic | January | Tier3 | 0 | 0
NGBasic | February | Tier1 | 0 | 0
NGBasic | February | Tier2 | 0 | 0
NGBasic | February | Tier3 | 0 | 0
NGBasic | March | Tier1 | 0 | 0
NGBasic | March | Tier2 | 0 | 0
NGBasic | March | Tier3 | 0 | 0
NGBasic | April | Tier1 | 0 | 0
NGBasic | April | Tier2 | 0 | 0
NGBasic | April | Tier3 | 0 | 0
NGBasic | May | Tier1 | 0 | 0
NGBasic | May | Tier2 | 0 | 0
NGBasic | May | Tier3 | 0 | 0
NGBasic | June | Tier1 | 0 | 0
NGBasic | June | Tier2 | 0 | 0
NGBasic | June | Tier3 | 0 | 0
NGBasic | July | Tier1 | 0 | 0
NGBasic | July | Tier2 | 0 | 0
NGBasic | July | Tier3 | 0 | 0
NGBasic | August | Tier1 | 0 | 0
NGBasic | August | Tier2 | 0 | 0
NGBasic | August | Tier3 | 0 | 0
NGBasic | September | Tier1 | 0 | 0
NGBasic | September | Tier2 | 0 | 0
NGBasic | September | Tier3 | 0 | 0
NGBasic | October | Tier1 | 0 | 0
NGBasic | October | Tier2 | 0 | 0
NGBasic | October | Tier3 | 0 | 0
NGBasic | November | Tier1 | 0 | 0
NGBasic | November | Tier2 | 0 | 0
NGBasic | November | Tier3 | 0 | 0
NGBasic | December | Tier1 | 0 | 0
NGBasic | December | Tier2 | 0 | 0
NGBasic | December | Tier3 | 0 | 0
NGforDG | January | Tier1 | 0 | 0
NGforDG | January | Tier2 | 0 | 0
NGforDG | January | Tier3 | 0 | 0
NGforDG | February | Tier1 | 0 | 0
NGforDG | February | Tier2 | 0 | 0
NGforDG | February | Tier3 | 0 | 0
NGforDG | March | Tier1 | 0 | 0
NGforDG | March | Tier2 | 0 | 0
NGforDG | March | Tier3 | 0 | 0
NGforDG | April | Tier1 | 0 | 0
NGforDG | April | Tier2 | 0 | 0
NGforDG | April | Tier3 | 0 | 0
NGforDG | May | Tier1 | 0 | 0
NGforDG | May | Tier2 | 0 | 0
NGforDG | May | Tier3 | 0 | 0
NGforDG | June | Tier1 | 0 | 0
NGforDG | June | Tier2 | 0 | 0
NGforDG | June | Tier3 | 0 | 0
NGforDG | July | Tier1 | 0 | 0
NGforDG | July | Tier2 | 0 | 0
NGforDG | July | Tier3 | 0 | 0
NGforDG | August | Tier1 | 0 | 0
NGforDG | August | Tier2 | 0 | 0
NGforDG | August | Tier3 | 0 | 0
NGforDG | September | Tier1 | 0 | 0
NGforDG | September | Tier2 | 0 | 0
NGforDG | September | Tier3 | 0 | 0
NGforDG | October | Tier1 | 0 | 0
NGforDG | October | Tier2 | 0 | 0
NGforDG | October | Tier3 | 0 | 0
NGforDG | November | Tier1 | 0 | 0
NGforDG | November | Tier2 | 0 | 0
NGforDG | November | Tier3 | 0 | 0
NGforDG | December | Tier1 | 0 | 0
NGforDG | December | Tier2 | 0 | 0
NGforDG | December | Tier3 | 0 | 0
NGforAbs | January | Tier1 | 0 | 0
NGforAbs | January | Tier2 | 0 | 0
NGforAbs | January | Tier3 | 0 | 0
NGforAbs | February | Tier1 | 0 | 0
NGforAbs | February | Tier2 | 0 | 0
NGforAbs | February | Tier3 | 0 | 0
NGforAbs | March | Tier1 | 0 | 0
NGforAbs | March | Tier2 | 0 | 0
NGforAbs | March | Tier3 | 0 | 0
NGforAbs | April | Tier1 | 0 | 0
NGforAbs | April | Tier2 | 0 | 0
NGforAbs | April | Tier3 | 0 | 0
NGforAbs | May | Tier1 | 0 | 0
NGforAbs | May | Tier2 | 0 | 0
NGforAbs | May | Tier3 | 0 | 0
NGforAbs | June | Tier1 | 0 | 0
NGforAbs | June | Tier2 | 0 | 0
NGforAbs | June | Tier3 | 0 | 0
NGforAbs | July | Tier1 | 0 | 0
NGforAbs | July | Tier2 | 0 | 0
NGforAbs | July | Tier3 | 0 | 0
NGforAbs | August | Tier1 | 0 | 0
NGforAbs | August | Tier2 | 0 | 0
NGforAbs | August | Tier3 | 0 | 0
NGforAbs | September | Tier1 | 0 | 0
NGforAbs | September | Tier2 | 0 | 0
NGforAbs | September | Tier3 | 0 | 0
NGforAbs | October | Tier1 | 0 | 0
NGforAbs | October | Tier2 | 0 | 0
NGforAbs | October | Tier3 | 0 | 0
NGforAbs | November | Tier1 | 0 | 0
NGforAbs | November | Tier2 | 0 | 0
NGforAbs | November | Tier3 | 0 | 0
NGforAbs | December | Tier1 | 0 | 0
NGforAbs | December | Tier2 | 0 | 0
NGforAbs | December | Tier3 | 0 | 0
Diesel | January | Tier1 | 0 | 0
Diesel | January | Tier2 | 0 | 0
Diesel | January | Tier3 | 0 | 0
Diesel | February | Tier1 | 0 | 0
Diesel | February | Tier2 | 0 | 0
Diesel | February | Tier3 | 0 | 0
Diesel | March | Tier1 | 0 | 0
Diesel | March | Tier2 | 0 | 0
Diesel | March | Tier3 | 0 | 0
Diesel | April | Tier1 | 0 | 0
Diesel | April | Tier2 | 0 | 0
Diesel | April | Tier3 | 0 | 0
Diesel | May | Tier1 | 0 | 0
Diesel | May | Tier2 | 0 | 0
Diesel | May | Tier3 | 0 | 0
Diesel | June | Tier1 | 0 | 0
Diesel | June | Tier2 | 0 | 0
Diesel | June | Tier3 | 0 | 0
Diesel | July | Tier1 | 0 | 0
Diesel | July | Tier2 | 0 | 0
Diesel | July | Tier3 | 0 | 0
Diesel | August | Tier1 | 0 | 0
Diesel | August | Tier2 | 0 | 0
Diesel | August | Tier3 | 0 | 0
Diesel | September | Tier1 | 0 | 0
Diesel | September | Tier2 | 0 | 0
Diesel | September | Tier3 | 0 | 0
Diesel | October | Tier1 | 0 | 0
Diesel | October | Tier2 | 0 | 0
Diesel | October | Tier3 | 0 | 0
Diesel | November | Tier1 | 0 | 0
Diesel | November | Tier2 | 0 | 0
Diesel | November | Tier3 | 0 | 0
Diesel | December | Tier1 | 0 | 0
Diesel | December | Tier2 | 0 | 0
Diesel | December | Tier3 | 0 | 0
BioDiesel | January | Tier1 | 0 | 0
BioDiesel | January | Tier2 | 0 | 0
BioDiesel | January | Tier3 | 0 | 0
BioDiesel | February | Tier1 | 0 | 0
BioDiesel | February | Tier2 | 0 | 0
BioDiesel | February | Tier3 | 0 | 0
BioDiesel | March | Tier1 | 0 | 0
BioDiesel | March | Tier2 | 0 | 0
BioDiesel | March | Tier3 | 0 | 0
BioDiesel | April | Tier1 | 0 | 0
BioDiesel | April | Tier2 | 0 | 0
BioDiesel | April | Tier3 | 0 | 0
BioDiesel | May | Tier1 | 0 | 0
BioDiesel | May | Tier2 | 0 | 0
BioDiesel | May | Tier3 | 0 | 0
BioDiesel | June | Tier1 | 0 | 0
BioDiesel | June | Tier2 | 0 | 0
BioDiesel | June | Tier3 | 0 | 0
BioDiesel | July | Tier1 | 0 | 0
BioDiesel | July | Tier2 | 0 | 0
BioDiesel | July | Tier3 | 0 | 0
BioDiesel | August | Tier1 | 0 | 0
BioDiesel | August | Tier2 | 0 | 0
BioDiesel | August | Tier3 | 0 | 0
BioDiesel | September | Tier1 | 0 | 0
BioDiesel | September | Tier2 | 0 | 0
BioDiesel | September | Tier3 | 0 | 0
BioDiesel | October | Tier1 | 0 | 0
BioDiesel | October | Tier2 | 0 | 0
BioDiesel | October | Tier3 | 0 | 0
BioDiesel | November | Tier1 | 0 | 0
BioDiesel | November | Tier2 | 0 | 0
BioDiesel | November | Tier3 | 0 | 0
BioDiesel | December | Tier1 | 0 | 0
BioDiesel | December | Tier2 | 0 | 0
BioDiesel | December | Tier3 | 0 | 0
Hydrogen | January | Tier1 | 0 | 0
Hydrogen | January | Tier2 | 0 | 0
Hydrogen | January | Tier3 | 0 | 0
Hydrogen | February | Tier1 | 0 | 0
Hydrogen | February | Tier2 | 0 | 0
Hydrogen | February | Tier3 | 0 | 0
Hydrogen | March | Tier1 | 0 | 0
Hydrogen | March | Tier2 | 0 | 0
Hydrogen | March | Tier3 | 0 | 0
Hydrogen | April | Tier1 | 0 | 0
Hydrogen | April | Tier2 | 0 | 0
Hydrogen | April | Tier3 | 0 | 0
Hydrogen | May | Tier1 | 0 | 0
Hydrogen | May | Tier2 | 0 | 0
Hydrogen | May | Tier3 | 0 | 0
Hydrogen | June | Tier1 | 0 | 0
Hydrogen | June | Tier2 | 0 | 0
Hydrogen | June | Tier3 | 0 | 0
Hydrogen | July | Tier1 | 0 | 0
Hydrogen | July | Tier2 | 0 | 0
Hydrogen | July | Tier3 | 0 | 0
Hydrogen | August | Tier1 | 0 | 0
Hydrogen | August | Tier2 | 0 | 0
Hydrogen | August | Tier3 | 0 | 0
Hydrogen | September | Tier1 | 0 | 0
Hydrogen | September | Tier2 | 0 | 0
Hydrogen | September | Tier3 | 0 | 0
Hydrogen | October | Tier1 | 0 | 0
Hydrogen | October | Tier2 | 0 | 0
Hydrogen | October | Tier3 | 0 | 0
Hydrogen | November | Tier1 | 0 | 0
Hydrogen | November | Tier2 | 0 | 0
Hydrogen | November | Tier3 | 0 | 0
Hydrogen | December | Tier1 | 0 | 0
Hydrogen | December | Tier2 | 0 | 0
Hydrogen | December | Tier3 | 0 | 0
Other | January | Tier1 | 0 | 0
Other | January | Tier2 | 0 | 0
Other | January | Tier3 | 0 | 0
Other | February | Tier1 | 0 | 0
Other | February | Tier2 | 0 | 0
Other | February | Tier3 | 0 | 0
Other | March | Tier1 | 0 | 0
Other | March | Tier2 | 0 | 0
Other | March | Tier3 | 0 | 0
Other | April | Tier1 | 0 | 0
Other | April | Tier2 | 0 | 0
Other | April | Tier3 | 0 | 0
Other | May | Tier1 | 0 | 0
Other | May | Tier2 | 0 | 0
Other | May | Tier3 | 0 | 0
Other | June | Tier1 | 0 | 0
Other | June | Tier2 | 0 | 0
Other | June | Tier3 | 0 | 0
Other | July | Tier1 | 0 | 0
Other | July | Tier2 | 0 | 0
Other | July | Tier3 | 0 | 0
Other | August | Tier1 | 0 | 0
Other | August | Tier2 | 0 | 0
Other | August | Tier3 | 0 | 0
Other | September | Tier1 | 0 | 0
Other | September | Tier2 | 0 | 0
Other | September | Tier3 | 0 | 0
Other | October | Tier1 | 0 | 0
Other | October | Tier2 | 0 | 0
Other | October | Tier3 | 0 | 0
Other | November | Tier1 | 0 | 0
Other | November | Tier2 | 0 | 0
Other | November | Tier3 | 0 | 0
Other | December | Tier1 | 0 | 0
Other | December | Tier2 | 0 | 0
Other | December | Tier3 | 0 | 0

## GeneralTechConstrains
InvestmentConst | 0
InvestmentConstMultiplier | 1.2
OperatingReserve | 0.5
OpResPeak-YN | 0
OpResCap-YN | 0
MaxIdenticalUnits | 2
MaxOverSize | 10
MinAnnDERGen | 0
MinAnnRENGen | 0
MaxAnnDERGen | 9.99
EnableTunkeyScaling | 0
TurnkeyScalingFactor | 1
DisableCHP | 0
EnableLoadShifting | 0
PeakPVEfficiency | 0.14969
allowPVCurtailment | 0
useNormalizedPVOutput | 0
BldgShellLifetime | 99

## HeatPumpParameterValue
| COP_Heating | COP_Cooling | BoreHoleCost | HeatTransferBorehole_Heating | HeatTransferBorehole_Cooling
AirSourceHeatPump | 3.4 | 3.5 | 0 | 0 | 0
GroundSourceHeatPump | 4.9 | 8.1 | 15.52 | 50 | 7

## HeatStorageParameter
EfficiencyChargeHT | 0.9
EfficiencyDischargeHT | 0.9
DecayHT | 0.000595
DecayHTstandby | 0.00053
EfficiencyChargeLT | 0.9
EfficiencyDischargeLT | 0.9
DecayLT | 0.000573
DecayLTstandby | 0.00056
MaxChargeRate | 0.25
MaxDischargeRate | 0.25
MinStateOfCharge | 0
HTmax | 90
HTmin | 65
LTmax | 65
LTmin | 36

## HourlyMarginalCO2Emissions
| 1 | 2 | 3 | 4 | 5 | 6 | 7 | 8 | 9 | 10 | 11 | 12 | 13 | 14 | 15 | 16 | 17 | 18 | 19 | 20 | 21 | 22 | 23 | 24
January | 0.292 | 0.292 | 0.3 | 0.295 | 0.294 | 0.309 | 0.319 | 0.313 | 0.308 | 0.302 | 0.306 | 0.306 | 0.309 | 0.299 | 0.31 | 0.319 | 0.316 | 0.311 | 0.307 | 0.296 | 0.315 | 0.309 | 0.302 | 0.287
February | 0.306 | 0.317 | 0.308 | 0.322 | 0.313 | 0.307 | 0.308 | 0.321 | 0.309 | 0.306 | 0.299 | 0.295 | 0.297 | 0.304 | 0.301 | 0.301 | 0.32 | 0.327 | 0.313 | 0.308 | 0.3 | 0.302 | 0.298 | 0.296
March | 0.307 | 0.337 | 0.338 | 0.332 | 0.321 | 0.316 | 0.304 | 0.304 | 0.295 | 0.294 | 0.288 | 0.293 | 0.293 | 0.295 | 0.299 | 0.301 | 0.296 | 0.303 | 0.298 | 0.294 | 0.294 | 0.296 | 0.298 | 0.312
April | 0.318 | 0.332 | 0.374 | 0.367 | 0.34 | 0.305 | 0.323 | 0.309 | 0.308 | 0.304 | 0.305 | 0.307 | 0.303 | 0.307 | 0.308 | 0.291 | 0.314 | 0.314 | 0.296 | 0.352 | 0.328 | 0.308 | 0.313 | 0.307
May | 0.322 | 0.342 | 0.352 | 0.343 | 0.33 | 0.301 | 0.317 | 0.312 | 0.303 | 0.295 | 0.293 | 0.298 | 0.292 | 0.292 | 0.301 | 0.314 | 0.324 | 0.293 | 0.299 | 0.32 | 0.301 | 0.293 | 0.303 | 0.31
June | 0.304 | 0.294 | 0.327 | 0.327 | 0.26 | 0.299 | 0.311 | 0.309 | 0.279 | 0.294 | 0.301 | 0.285 | 0.305 | 0.312 | 0.312 | 0.315 | 0.338 | 0.308 | 0.3 | 0.284 | 0.305 | 0.304 | 0.283 | 0.289
July | 0.293 | 0.301 | 0.293 | 0.298 | 0.306 | 0.299 | 0.299 | 0.31 | 0.314 | 0.314 | 0.313 | 0.327 | 0.338 | 0.312 | 0.292 | 0.275 | 0.319 | 0.322 | 0.321 | 0.324 | 0.317 | 0.31 | 0.297 | 0.29
August | 0.315 | 0.31 | 0.316 | 0.315 | 0.324 | 0.314 | 0.311 | 0.298 | 0.307 | 0.315 | 0.325 | 0.328 | 0.323 | 0.33 | 0.31 | 0.329 | 0.313 | 0.321 | 0.331 | 0.342 | 0.323 | 0.31 | 0.31 | 0.32
September | 0.31 | 0.292 | 0.299 | 0.311 | 0.295 | 0.323 | 0.307 | 0.314 | 0.32 | 0.315 | 0.314 | 0.328 | 0.328 | 0.31 | 0.33 | 0.298 | 0.32 | 0.33 | 0.333 | 0.329 | 0.328 | 0.325 | 0.304 | 0.312
October | 0.297 | 0.301 | 0.304 | 0.307 | 0.313 | 0.305 | 0.321 | 0.321 | 0.312 | 0.306 | 0.313 | 0.31 | 0.317 | 0.309 | 0.309 | 0.311 | 0.321 | 0.316 | 0.317 | 0.315 | 0.303 | 0.297 | 0.3 | 0.298
November | 0.306 | 0.303 | 0.305 | 0.312 | 0.304 | 0.299 | 0.316 | 0.305 | 0.317 | 0.309 | 0.31 | 0.305 | 0.313 | 0.31 | 0.313 | 0.311 | 0.318 | 0.315 | 0.306 | 0.306 | 0.31 | 0.306 | 0.299 | 0.297
December | 0.295 | 0.308 | 0.307 | 0.305 | 0.313 | 0.304 | 0.317 | 0.308 | 0.314 | 0.306 | 0.302 | 0.307 | 0.317 | 0.31 | 0.31 | 0.319 | 0.323 | 0.32 | 0.314 | 0.307 | 0.306 | 0.3 | 0.308 | 0.295

## InfrastructurePar
| CapitalCost | AnnualMaintenance | LifeTime
node1 | 0 | 0 | 5

## LoadInput_N1_P
|  |  | 1 | 2 | 3 | 4 | 5 | 6 | 7 | 8 | 9 | 10 | 11 | 12 | 13 | 14 | 15 | 16 | 17 | 18 | 19 | 20 | 21 | 22 | 23 | 24
electricity-only | january | week | 234.37 | 211.71 | 181.3 | 181.34 | 181.5 | 236.75 | 353.68 | 421.01 | 412.56 | 413.11 | 338.11 | 336.98 | 334.99 | 338.15 | 337.95 | 337.56 | 336.82 | 318.52 | 478.45 | 574.94 | 617.42 | 566.06 | 454.5 | 287.64
electricity-only | february | week | 236.48 | 213.54 | 182.27 | 181.77 | 181.61 | 236.59 | 355.44 | 423.81 | 415.36 | 415.71 | 340.56 | 339.35 | 337.33 | 340.6 | 340.83 | 340.6 | 339.78 | 321.72 | 482.34 | 579.02 | 621.31 | 570.26 | 458.59 | 290.56
electricity-only | march | week | 220.28 | 193.41 | 181.73 | 181.5 | 216.19 | 309.33 | 398.81 | 418.13 | 412.25 | 367 | 337.21 | 336.43 | 337.6 | 338.93 | 339 | 338.73 | 327.87 | 414.51 | 535.96 | 602.27 | 587.9 | 498.19 | 353.65 | 255.75
electricity-only | april | week | 211.09 | 182.35 | 181.88 | 181.57 | 239.51 | 356.53 | 428.8 | 412.91 | 413.49 | 337.72 | 338.61 | 336.75 | 340.29 | 340.56 | 340.48 | 340.37 | 323.19 | 479.92 | 578.17 | 622.95 | 568.71 | 454.73 | 289.08 | 235.7
electricity-only | may | week | 212.34 | 183.21 | 182.7 | 182.35 | 240.37 | 358.47 | 431.64 | 415.52 | 416.03 | 339.59 | 340.64 | 339.04 | 342.51 | 342.7 | 342.59 | 342.39 | 325.38 | 482.42 | 580.66 | 625.25 | 570.73 | 456.48 | 290.56 | 236.91
electricity-only | june | week | 213.31 | 184.1 | 183.44 | 182.97 | 241.19 | 360.07 | 432.89 | 416.38 | 416.69 | 340.02 | 340.56 | 338.54 | 342.08 | 342.35 | 342.55 | 342.86 | 326 | 483.43 | 582.1 | 626.65 | 572.02 | 457.46 | 291.46 | 237.88
electricity-only | july | week | 213.97 | 184.73 | 184.03 | 183.52 | 241.73 | 360.85 | 433.59 | 417.12 | 417.54 | 340.95 | 341.73 | 340.06 | 343.83 | 344.14 | 344.42 | 344.61 | 327.63 | 484.91 | 583.58 | 628.05 | 573.26 | 458.66 | 292.35 | 238.62
electricity-only | august | week | 214.63 | 185.35 | 184.49 | 183.83 | 241.89 | 360.93 | 434.02 | 417.43 | 417.93 | 341.5 | 343.21 | 341.89 | 345.58 | 345.74 | 345.51 | 345.16 | 328.22 | 485.1 | 583.35 | 628.05 | 573.65 | 459.33 | 293.09 | 239.36
electricity-only | september | week | 215.96 | 184.45 | 183.79 | 183.29 | 238.62 | 358.63 | 427.98 | 418.56 | 419.84 | 345.04 | 345.12 | 344.18 | 348.51 | 348.54 | 347.96 | 346.99 | 328.72 | 488.41 | 584.55 | 626.84 | 575.17 | 462.64 | 294.15 | 239.51
electricity-only | october | week | 234.57 | 210.89 | 182.78 | 182.27 | 188.19 | 249.95 | 364.16 | 424.01 | 416.84 | 409.52 | 342.27 | 341.03 | 339.7 | 342.35 | 341.89 | 340.95 | 338.11 | 338.77 | 493.13 | 584.63 | 616.95 | 559.28 | 441.73 | 285.58
electricity-only | november | week | 234.88 | 212.18 | 181.42 | 181.3 | 181.3 | 236.4 | 354.07 | 421.52 | 413.18 | 413.65 | 338.46 | 337.17 | 334.8 | 337.87 | 337.84 | 337.33 | 336.24 | 318.41 | 478.83 | 575.4 | 617.69 | 566.76 | 455.35 | 288.27
electricity-only | december | week | 217.36 | 185.62 | 184.81 | 184.22 | 239.32 | 360.03 | 429.81 | 420.46 | 421.36 | 345.7 | 345.66 | 344.81 | 348.66 | 348.62 | 348.15 | 347.57 | 329.81 | 490.17 | 586.46 | 628.56 | 576.96 | 464.54 | 295.66 | 240.64
electricity-only | january | peak | 240.92 | 224.52 | 181.92 | 181.65 | 181.46 | 222.26 | 349.09 | 401.73 | 427.86 | 428.68 | 355.4 | 344.22 | 343.09 | 346.71 | 347.06 | 346.79 | 344.49 | 325.61 | 505.16 | 592.23 | 621.04 | 583.46 | 481.05 | 300.3
electricity-only | february | peak | 236.24 | 211.56 | 182.66 | 182.2 | 181.85 | 239.75 | 356.64 | 429.3 | 414.27 | 416.3 | 341.81 | 344.07 | 343.56 | 347.53 | 347.92 | 347.65 | 346.21 | 327.56 | 483.58 | 581.63 | 626.18 | 571.51 | 457.22 | 291.11
electricity-only | march | peak | 211.17 | 182.39 | 181.92 | 181.85 | 239.75 | 356.88 | 429.46 | 413.22 | 413.85 | 337.41 | 337.95 | 336.4 | 340.06 | 340.87 | 341.5 | 341.26 | 324.13 | 480.7 | 578.99 | 624.04 | 569.64 | 455.63 | 290.1 | 236.75
electricity-only | april | peak | 212.06 | 183.13 | 182.66 | 182.2 | 239.87 | 357.19 | 429.62 | 414.35 | 415.13 | 339.67 | 341.38 | 340.48 | 344.57 | 345.47 | 345.82 | 345.39 | 327.79 | 484.44 | 582.49 | 627.11 | 572.21 | 458.51 | 292.16 | 238.39
electricity-only | may | peak | 228.61 | 185.31 | 184.53 | 184.07 | 224.8 | 354.27 | 408.47 | 434.21 | 434.05 | 358.98 | 347.96 | 346.25 | 349.91 | 350.18 | 350.34 | 350.14 | 333.36 | 514 | 601.8 | 629.49 | 590.86 | 487.05 | 305.52 | 245.59
electricity-only | june | peak | 215.1 | 185.7 | 184.88 | 184.14 | 242.59 | 362.33 | 435.69 | 419.84 | 420.93 | 344.96 | 345.82 | 344.14 | 347.96 | 348.08 | 348.15 | 348.19 | 331.02 | 488.26 | 586.77 | 630.77 | 575.52 | 460.57 | 294.11 | 240.18
electricity-only | july | peak | 232.58 | 188.78 | 187.69 | 186.83 | 227.83 | 357.93 | 412.68 | 438.26 | 438.26 | 363.15 | 351.54 | 349.87 | 353.41 | 353.26 | 352.98 | 352.59 | 334.99 | 515.24 | 603.01 | 631.05 | 592.61 | 488.76 | 307.04 | 247.15
electricity-only | august | peak | 215.53 | 185.97 | 184.96 | 184.42 | 242.55 | 361.47 | 435.03 | 418.98 | 419.84 | 343.87 | 346.17 | 345.23 | 349.01 | 349.4 | 348.54 | 347.77 | 330.67 | 487.6 | 585.53 | 629.72 | 574.98 | 460.53 | 293.99 | 239.98
electricity-only | september | peak | 214.09 | 184.84 | 184.22 | 183.79 | 241.93 | 360.65 | 433.2 | 416.92 | 418.21 | 342.59 | 344.96 | 344.03 | 348.97 | 349.79 | 350.22 | 350.14 | 332.15 | 488.3 | 586.23 | 630.81 | 576.26 | 461.78 | 295.47 | 241.54
electricity-only | october | peak | 235.54 | 217.01 | 183.25 | 182.66 | 201.74 | 262.29 | 374.91 | 399.01 | 430.63 | 405.78 | 357.15 | 344.69 | 344.18 | 345.9 | 345.97 | 345.58 | 339.16 | 379.77 | 540.79 | 611.11 | 607.26 | 549.9 | 429.62 | 286.12
electricity-only | november | peak | 234.92 | 210.74 | 182.2 | 181.88 | 181.65 | 239.71 | 356.8 | 428.88 | 413.38 | 414 | 337.87 | 339.16 | 337.21 | 340.48 | 340.68 | 339.86 | 337.95 | 320.16 | 477.12 | 575.91 | 621.27 | 566.99 | 453.29 | 287.76
electricity-only | december | peak | 217.86 | 188.11 | 186.87 | 185.86 | 244.3 | 363.85 | 437.36 | 422.72 | 425.72 | 351.19 | 354.31 | 353.92 | 358.4 | 359.1 | 359.52 | 358.01 | 339.04 | 493.75 | 591.13 | 636.27 | 580.78 | 466.22 | 299.56 | 244.93
electricity-only | january | weekend | 253.26 | 252.68 | 182.04 | 181.92 | 181.92 | 188.35 | 336.63 | 350.53 | 457.73 | 456.87 | 385.85 | 349.4 | 347.49 | 350.18 | 350.18 | 349.6 | 348.43 | 329.85 | 555.82 | 621.66 | 618.16 | 615 | 534.87 | 324.21
electricity-only | february | weekend | 254.62 | 253.73 | 182.62 | 182.16 | 181.85 | 188.04 | 336.75 | 351.54 | 460.03 | 459.99 | 389.04 | 353.06 | 351.54 | 354.5 | 354.62 | 354.27 | 352.79 | 333.79 | 559.67 | 625.44 | 621.78 | 618.59 | 537.83 | 326.43
electricity-only | march | weekend | 253.61 | 208.95 | 182.16 | 181.77 | 185.54 | 280.83 | 345.7 | 418.63 | 459.21 | 414.7 | 365.33 | 350.57 | 351.97 | 353.26 | 353.29 | 352.75 | 340.95 | 475.17 | 600.91 | 622.95 | 619.21 | 567.54 | 405.24 | 281.26
electricity-only | april | weekend | 254.58 | 183.33 | 182.7 | 182.35 | 188.5 | 337.49 | 352.83 | 461.66 | 460.77 | 388.5 | 352.24 | 350.61 | 353.49 | 353.72 | 353.29 | 352.67 | 334.64 | 561.11 | 626.57 | 622.71 | 619.21 | 538.37 | 326.78 | 255.36
electricity-only | may | weekend | 254.86 | 183.4 | 182.78 | 182.43 | 188.54 | 337.84 | 353.65 | 462.79 | 461.97 | 389.62 | 352.44 | 350.72 | 353.29 | 353.49 | 353.57 | 353.02 | 335.3 | 562.09 | 627.82 | 623.69 | 620.18 | 539.27 | 327.56 | 256.02
electricity-only | june | weekend | 256.41 | 185 | 184.3 | 183.79 | 190.06 | 339.86 | 355.98 | 465.63 | 464.74 | 392.31 | 355.16 | 352.91 | 355.75 | 355.83 | 355.71 | 355.4 | 337.8 | 564.89 | 630.81 | 626.73 | 623.14 | 541.95 | 330.01 | 258.32
electricity-only | july | weekend | 257.74 | 186.13 | 185.23 | 184.65 | 190.84 | 341.11 | 357.69 | 467.58 | 466.76 | 394.41 | 357.81 | 356.18 | 359.68 | 359.84 | 359.64 | 359.17 | 341.42 | 568.51 | 634.47 | 630.11 | 626.1 | 544.52 | 332.23 | 260.31
electricity-only | august | weekend | 257.43 | 185.78 | 184.81 | 184.07 | 190.14 | 339.82 | 356.64 | 466.76 | 466.06 | 393.99 | 357.97 | 356.64 | 359.91 | 360.34 | 359.76 | 358.86 | 341.15 | 567.81 | 633.07 | 628.67 | 624.82 | 543.47 | 331.26 | 259.37
electricity-only | september | weekend | 258.28 | 186.56 | 185.62 | 184.84 | 190.84 | 340.44 | 356.06 | 465.52 | 464.78 | 392.04 | 356.18 | 354.7 | 357.93 | 358.16 | 357.77 | 356.84 | 338.42 | 564.66 | 630.15 | 626.53 | 623.1 | 542.03 | 330.16 | 258.56
electricity-only | october | weekend | 255.36 | 236.79 | 183.25 | 182.74 | 183.99 | 225.85 | 341.26 | 380.16 | 462.44 | 445.04 | 382.5 | 354.77 | 354.27 | 356.1 | 355.63 | 354.62 | 348.43 | 391.1 | 577.27 | 625.83 | 622.17 | 599.39 | 485.77 | 309.14
electricity-only | november | weekend | 253.07 | 252.68 | 182.08 | 181.81 | 181.65 | 188.04 | 336.47 | 350.65 | 458.39 | 458 | 386.9 | 350.76 | 348.51 | 351.04 | 350.84 | 350.26 | 348.27 | 329.93 | 556.01 | 621.9 | 618.16 | 615.04 | 534.75 | 324.05
electricity-only | december | weekend | 258.52 | 186.67 | 185.66 | 184.92 | 190.84 | 340.44 | 356.64 | 466.49 | 466.14 | 394.69 | 359.6 | 358.79 | 361.9 | 361.86 | 361.2 | 359.84 | 341.26 | 567.42 | 632.53 | 628.48 | 625.13 | 543.9 | 331.72 | 260
cooling | january | week | 8.29 | 3.97 | 1.79 | 0.97 | 0.55 | 0.55 | 10.71 | 26.32 | 17.17 | 24.3 | 22.16 | 29.59 | 37.34 | 40.11 | 38.78 | 36.41 | 29.94 | 32.12 | 39.13 | 51.79 | 69.74 | 71.02 | 42.21 | 17.33
cooling | february | week | 29.24 | 21.22 | 14.8 | 10.2 | 8.72 | 9.15 | 30.76 | 56.93 | 43.65 | 49.22 | 46.38 | 55.49 | 64.21 | 68.42 | 71.65 | 71.38 | 61.37 | 62.58 | 69.82 | 85.39 | 104.08 | 104.94 | 74.06 | 42.95
cooling | march | week | 19.78 | 13.63 | 9.81 | 7.87 | 7.13 | 20.6 | 43.3 | 41.98 | 41.31 | 38.36 | 40.03 | 47.47 | 53.04 | 54.2 | 55.76 | 53.66 | 56.97 | 62.42 | 72.58 | 89.29 | 95.87 | 76.71 | 46.61 | 27.53
cooling | april | week | 20.33 | 14.49 | 11.02 | 7.94 | 8.06 | 30.22 | 60.98 | 44.62 | 52.49 | 49.1 | 57.67 | 68.1 | 75.81 | 78.62 | 78.85 | 77.45 | 84.19 | 91.08 | 102.8 | 118.61 | 117.32 | 83.95 | 50.7 | 33.53
cooling | may | week | 35.94 | 26.32 | 21.3 | 18.18 | 18.54 | 50.43 | 89.64 | 75.89 | 86.8 | 82.2 | 96.84 | 115.77 | 122.11 | 121.72 | 119.19 | 108.41 | 109.85 | 118.22 | 129.86 | 142.4 | 138.7 | 102.49 | 66.47 | 47.19
cooling | june | week | 44.97 | 34.46 | 28.23 | 23.79 | 26.13 | 65.07 | 101.83 | 82.16 | 93.61 | 88.35 | 94.86 | 106.5 | 115.03 | 116.04 | 116.7 | 113.78 | 114.44 | 125.42 | 140.3 | 153.19 | 148.28 | 110 | 73.28 | 54.75
cooling | july | week | 51.91 | 40.73 | 33.76 | 28.97 | 31.15 | 70.87 | 106.73 | 92.25 | 106.5 | 105.6 | 115.65 | 133.17 | 146.41 | 146.06 | 144.66 | 138.39 | 130.87 | 140.26 | 155.13 | 166.31 | 159.77 | 120.75 | 81.77 | 62.22
cooling | august | week | 57.59 | 46.22 | 38.2 | 32.32 | 33.45 | 73.63 | 112.85 | 92.64 | 109.26 | 108.87 | 135.27 | 157.16 | 166.46 | 169.19 | 160.47 | 145.2 | 138.58 | 143.41 | 153.69 | 167.91 | 165.41 | 128.69 | 89.91 | 70.09
cooling | september | week | 45.09 | 34.27 | 28.5 | 24.57 | 25.86 | 58.84 | 90.88 | 77.61 | 94.27 | 101.28 | 125.42 | 152.8 | 174.1 | 173.08 | 166.11 | 151.4 | 136.79 | 133.91 | 142.4 | 157.7 | 155.44 | 119.08 | 81.97 | 62.46
cooling | october | week | 36.45 | 27.3 | 19.86 | 15.23 | 13.55 | 18.15 | 42.17 | 65.88 | 61.17 | 68.69 | 67.09 | 77.8 | 90.88 | 89.05 | 84.23 | 75.43 | 64.87 | 69.9 | 80.37 | 98.67 | 116.47 | 113.47 | 80.8 | 49.73
cooling | november | week | 14.1 | 9.03 | 5.72 | 3.7 | 2.61 | 2.61 | 17.8 | 35.05 | 24.03 | 29.32 | 24.84 | 30.88 | 35.59 | 38.12 | 37.93 | 33.92 | 25.27 | 31.46 | 41.16 | 55.14 | 72.86 | 75.97 | 47.86 | 22.55
cooling | december | week | 60.28 | 47.9 | 40.15 | 34.62 | 34.93 | 73.44 | 110.86 | 98.55 | 121.92 | 126.4 | 154.28 | 183.71 | 197.73 | 192.79 | 183.09 | 168.1 | 148.4 | 147.97 | 156.77 | 171.37 | 168.84 | 132.98 | 93.69 | 71.22
cooling | january | peak | 26.17 | 19 | 13.01 | 10.12 | 7.59 | 7.16 | 20.79 | 42.56 | 46.8 | 58.6 | 58.1 | 67.52 | 82.59 | 93.1 | 98.91 | 94.43 | 72.23 | 67.75 | 74.53 | 83.17 | 100.97 | 97.62 | 69.16 | 38.16
cooling | february | peak | 37.81 | 26.21 | 18.81 | 14.84 | 11.49 | 11.21 | 32.4 | 67.48 | 59.15 | 80.49 | 94.39 | 127.95 | 166.85 | 179.51 | 186.79 | 184.42 | 155.83 | 128.65 | 124.53 | 133.95 | 147 | 141.86 | 105.76 | 68.07
cooling | march | peak | 25.51 | 18.38 | 14.45 | 10.01 | 8.84 | 21.34 | 51.32 | 50.43 | 54.83 | 58.33 | 69.55 | 91.62 | 106.46 | 118.84 | 120.52 | 104.9 | 96.65 | 98.01 | 102.92 | 114.36 | 118.14 | 96.45 | 62.65 | 40.89
cooling | april | peak | 40.89 | 32.28 | 24.73 | 20.09 | 17.41 | 43.5 | 83.91 | 74.84 | 94.35 | 104.79 | 131.11 | 156.3 | 172.93 | 185.86 | 170.79 | 144 | 130.91 | 132.59 | 140.61 | 151.24 | 145.13 | 113.2 | 72.97 | 54.55
cooling | may | peak | 41.39 | 31.5 | 26.56 | 23.09 | 22.58 | 57.4 | 101.98 | 90.61 | 116.54 | 123.59 | 161.4 | 185.08 | 207.78 | 217.63 | 179.12 | 153.3 | 142.32 | 145.59 | 155.44 | 162.77 | 153.07 | 112.88 | 75.31 | 52.8
cooling | june | peak | 52.33 | 41.08 | 33.8 | 28.31 | 33.06 | 79.16 | 122.19 | 114.87 | 162.49 | 176.43 | 194.19 | 214.28 | 233.48 | 229.08 | 220.16 | 208.83 | 181.34 | 176.59 | 185.93 | 189.36 | 176.9 | 134.3 | 95.09 | 74.18
cooling | july | peak | 82.59 | 68.34 | 59.15 | 52.26 | 57.59 | 105.29 | 151.47 | 148.59 | 178.61 | 181.42 | 199.06 | 223.51 | 244.69 | 240.96 | 235.08 | 225.46 | 193.53 | 183.79 | 190.76 | 197.27 | 186.17 | 143.8 | 102.1 | 79.75
cooling | august | peak | 59.69 | 47.58 | 37.38 | 29.71 | 29.36 | 69.86 | 116.12 | 112.57 | 153.26 | 177.17 | 226.43 | 263.77 | 275.26 | 246.06 | 221.8 | 196.95 | 179.31 | 168.02 | 168.88 | 176.08 | 169.39 | 131.34 | 90.73 | 68.81
cooling | september | peak | 62.15 | 49.14 | 39.87 | 32.59 | 33.22 | 70.91 | 103.97 | 92.48 | 127.33 | 153.19 | 190.68 | 230.79 | 264.12 | 256.02 | 236.24 | 209.38 | 173.2 | 158.21 | 158.99 | 172.42 | 169.11 | 132.47 | 93.88 | 73.13
cooling | october | peak | 41.55 | 28.74 | 20.68 | 15.69 | 14.49 | 24.49 | 51.94 | 73.05 | 72.47 | 84.5 | 85.39 | 94.97 | 102.1 | 102.25 | 103.27 | 98.79 | 88.86 | 96.88 | 109.89 | 130.64 | 145.67 | 135.04 | 99.65 | 69.43
cooling | november | peak | 25.04 | 17.41 | 11.37 | 9.31 | 7.01 | 7.55 | 30.1 | 57.36 | 45.56 | 60.16 | 56.15 | 68.57 | 76.9 | 79.16 | 84.54 | 74.06 | 50.78 | 57.32 | 65.03 | 82.4 | 103.38 | 102.29 | 70.48 | 37.81
cooling | december | peak | 86.56 | 71.1 | 59.3 | 49.45 | 54.48 | 98.71 | 143.92 | 166.82 | 248.43 | 266.34 | 310.34 | 341.77 | 364.04 | 372.61 | 379.66 | 347.69 | 300.34 | 256.57 | 245.74 | 263.73 | 236.52 | 193.72 | 149.21 | 120.75
cooling | january | weekend | 19 | 13.32 | 7.44 | 5.53 | 4.28 | 3.04 | 6.39 | 17.64 | 45.56 | 44.12 | 33.64 | 39.29 | 47 | 50.04 | 51.17 | 46.03 | 34.89 | 34.58 | 52.22 | 66.86 | 83.37 | 85.35 | 57.86 | 31.07
cooling | february | weekend | 32.67 | 24.34 | 14.95 | 10.67 | 7.75 | 5.8 | 11.21 | 28.7 | 66.27 | 72.04 | 63.86 | 74.88 | 87.42 | 91.82 | 94.12 | 93.84 | 76.24 | 71.26 | 85.74 | 100.07 | 115.38 | 116.58 | 84.03 | 51.71
cooling | march | weekend | 22.94 | 15.3 | 10.44 | 6.93 | 5.02 | 8.1 | 18.85 | 46.34 | 63.55 | 58.6 | 59.54 | 66.9 | 75.62 | 80.6 | 80.95 | 74.72 | 73.17 | 81.93 | 94.43 | 106.03 | 110.51 | 90.03 | 58.56 | 36.37
cooling | april | weekend | 32.63 | 21.81 | 16.2 | 13.16 | 11.02 | 18.92 | 41.7 | 83.29 | 84.73 | 65.96 | 76.71 | 89.37 | 94.47 | 97.19 | 89.83 | 82.4 | 81.93 | 100.54 | 110.55 | 123.48 | 122.11 | 88.94 | 54.98 | 39.64
cooling | may | weekend | 35.79 | 22.97 | 17.48 | 14.37 | 11.68 | 22.58 | 49.53 | 93.84 | 95.52 | 77.57 | 79.32 | 94.7 | 97.82 | 96.37 | 97.85 | 84.38 | 88.16 | 109.19 | 122 | 132.67 | 131.54 | 97.66 | 62.58 | 46.06
cooling | june | weekend | 50.31 | 37.89 | 31.66 | 27.06 | 26.01 | 41.78 | 71.06 | 121.84 | 134.07 | 122.89 | 123.9 | 129.2 | 134.73 | 132.08 | 128.27 | 119.11 | 114.52 | 136.33 | 150.54 | 161.6 | 159.22 | 123.13 | 86.17 | 68.42
cooling | july | weekend | 63.55 | 49.18 | 40.96 | 35.32 | 34.07 | 53.89 | 88.39 | 145.24 | 164.67 | 156.61 | 166.78 | 182.78 | 200.46 | 197.11 | 190.18 | 177.17 | 163.19 | 181.77 | 193.64 | 199.99 | 192.09 | 150.5 | 108.87 | 87.85
cooling | august | weekend | 60.78 | 45.83 | 36.64 | 29.63 | 27.1 | 41.39 | 78.5 | 135 | 154.28 | 146.29 | 166.7 | 184.77 | 197.81 | 204.12 | 189.91 | 169.46 | 153.61 | 167.32 | 172.81 | 179.86 | 174.88 | 137.1 | 98.36 | 78.81
cooling | september | weekend | 68.26 | 52.8 | 43.92 | 36.68 | 33.41 | 47.31 | 71.61 | 119.7 | 124.41 | 107.86 | 122.62 | 139.29 | 153.54 | 153.19 | 146.88 | 133.21 | 120.21 | 134.3 | 144.5 | 159.85 | 159.42 | 123.75 | 87.5 | 69.86
cooling | october | weekend | 40.42 | 30.22 | 21.07 | 16.63 | 13.51 | 13.75 | 23.91 | 52.72 | 90.61 | 96.06 | 89.64 | 97.54 | 109.19 | 108.56 | 104.86 | 94.7 | 78.93 | 82.86 | 100.27 | 115.65 | 126.47 | 117.52 | 83.37 | 53.15
cooling | november | weekend | 17.68 | 13.98 | 8.64 | 5.76 | 3.89 | 3.15 | 7.32 | 20.05 | 51.63 | 53.19 | 42.6 | 50.74 | 55.18 | 55.37 | 54.16 | 49.37 | 32.55 | 35.05 | 53.54 | 68.73 | 83.41 | 85.35 | 56.31 | 29.63
cooling | december | weekend | 72 | 55.22 | 45.71 | 38.67 | 34.46 | 48.01 | 78.81 | 131.03 | 145.83 | 147.58 | 179.78 | 208.21 | 216.81 | 213.66 | 201.82 | 175.38 | 149.45 | 160.78 | 167.59 | 179.47 | 178.61 | 141.86 | 103.54 | 85.82
refrigeration | January | week | 0 | 0 | 0 | 0 | 0 | 0 | 0 | 0 | 0 | 0 | 0 | 0 | 0 | 0 | 0 | 0 | 0 | 0 | 0 | 0 | 0 | 0 | 0 | 0
refrigeration | February | week | 0 | 0 | 0 | 0 | 0 | 0 | 0 | 0 | 0 | 0 | 0 | 0 | 0 | 0 | 0 | 0 | 0 | 0 | 0 | 0 | 0 | 0 | 0 | 0
refrigeration | March | week | 0 | 0 | 0 | 0 | 0 | 0 | 0 | 0 | 0 | 0 | 0 | 0 | 0 | 0 | 0 | 0 | 0 | 0 | 0 | 0 | 0 | 0 | 0 | 0
refrigeration | April | week | 0 | 0 | 0 | 0 | 0 | 0 | 0 | 0 | 0 | 0 | 0 | 0 | 0 | 0 | 0 | 0 | 0 | 0 | 0 | 0 | 0 | 0 | 0 | 0
refrigeration | May | week | 0 | 0 | 0 | 0 | 0 | 0 | 0 | 0 | 0 | 0 | 0 | 0 | 0 | 0 | 0 | 0 | 0 | 0 | 0 | 0 | 0 | 0 | 0 | 0
refrigeration | June | week | 0 | 0 | 0 | 0 | 0 | 0 | 0 | 0 | 0 | 0 | 0 | 0 | 0 | 0 | 0 | 0 | 0 | 0 | 0 | 0 | 0 | 0 | 0 | 0
refrigeration | July | week | 0 | 0 | 0 | 0 | 0 | 0 | 0 | 0 | 0 | 0 | 0 | 0 | 0 | 0 | 0 | 0 | 0 | 0 | 0 | 0 | 0 | 0 | 0 | 0
refrigeration | August | week | 0 | 0 | 0 | 0 | 0 | 0 | 0 | 0 | 0 | 0 | 0 | 0 | 0 | 0 | 0 | 0 | 0 | 0 | 0 | 0 | 0 | 0 | 0 | 0
refrigeration | September | week | 0 | 0 | 0 | 0 | 0 | 0 | 0 | 0 | 0 | 0 | 0 | 0 | 0 | 0 | 0 | 0 | 0 | 0 | 0 | 0 | 0 | 0 | 0 | 0
refrigeration | October | week | 0 | 0 | 0 | 0 | 0 | 0 | 0 | 0 | 0 | 0 | 0 | 0 | 0 | 0 | 0 | 0 | 0 | 0 | 0 | 0 | 0 | 0 | 0 | 0
refrigeration | November | week | 0 | 0 | 0 | 0 | 0 | 0 | 0 | 0 | 0 | 0 | 0 | 0 | 0 | 0 | 0 | 0 | 0 | 0 | 0 | 0 | 0 | 0 | 0 | 0
refrigeration | December | week | 0 | 0 | 0 | 0 | 0 | 0 | 0 | 0 | 0 | 0 | 0 | 0 | 0 | 0 | 0 | 0 | 0 | 0 | 0 | 0 | 0 | 0 | 0 | 0
refrigeration | January | peak | 0 | 0 | 0 | 0 | 0 | 0 | 0 | 0 | 0 | 0 | 0 | 0 | 0 | 0 | 0 | 0 | 0 | 0 | 0 | 0 | 0 | 0 | 0 | 0
refrigeration | February | peak | 0 | 0 | 0 | 0 | 0 | 0 | 0 | 0 | 0 | 0 | 0 | 0 | 0 | 0 | 0 | 0 | 0 | 0 | 0 | 0 | 0 | 0 | 0 | 0
refrigeration | March | peak | 0 | 0 | 0 | 0 | 0 | 0 | 0 | 0 | 0 | 0 | 0 | 0 | 0 | 0 | 0 | 0 | 0 | 0 | 0 | 0 | 0 | 0 | 0 | 0
refrigeration | April | peak | 0 | 0 | 0 | 0 | 0 | 0 | 0 | 0 | 0 | 0 | 0 | 0 | 0 | 0 | 0 | 0 | 0 | 0 | 0 | 0 | 0 | 0 | 0 | 0
refrigeration | May | peak | 0 | 0 | 0 | 0 | 0 | 0 | 0 | 0 | 0 | 0 | 0 | 0 | 0 | 0 | 0 | 0 | 0 | 0 | 0 | 0 | 0 | 0 | 0 | 0
refrigeration | June | peak | 0 | 0 | 0 | 0 | 0 | 0 | 0 | 0 | 0 | 0 | 0 | 0 | 0 | 0 | 0 | 0 | 0 | 0 | 0 | 0 | 0 | 0 | 0 | 0
refrigeration | July | peak | 0 | 0 | 0 | 0 | 0 | 0 | 0 | 0 | 0 | 0 | 0 | 0 | 0 | 0 | 0 | 0 | 0 | 0 | 0 | 0 | 0 | 0 | 0 | 0
refrigeration | August | peak | 0 | 0 | 0 | 0 | 0 | 0 | 0 | 0 | 0 | 0 | 0 | 0 | 0 | 0 | 0 | 0 | 0 | 0 | 0 | 0 | 0 | 0 | 0 | 0
refrigeration | September | peak | 0 | 0 | 0 | 0 | 0 | 0 | 0 | 0 | 0 | 0 | 0 | 0 | 0 | 0 | 0 | 0 | 0 | 0 | 0 | 0 | 0 | 0 | 0 | 0
refrigeration | October | peak | 0 | 0 | 0 | 0 | 0 | 0 | 0 | 0 | 0 | 0 | 0 | 0 | 0 | 0 | 0 | 0 | 0 | 0 | 0 | 0 | 0 | 0 | 0 | 0
refrigeration | November | peak | 0 | 0 | 0 | 0 | 0 | 0 | 0 | 0 | 0 | 0 | 0 | 0 | 0 | 0 | 0 | 0 | 0 | 0 | 0 | 0 | 0 | 0 | 0 | 0
refrigeration | December | peak | 0 | 0 | 0 | 0 | 0 | 0 | 0 | 0 | 0 | 0 | 0 | 0 | 0 | 0 | 0 | 0 | 0 | 0 | 0 | 0 | 0 | 0 | 0 | 0
refrigeration | January | weekend | 0 | 0 | 0 | 0 | 0 | 0 | 0 | 0 | 0 | 0 | 0 | 0 | 0 | 0 | 0 | 0 | 0 | 0 | 0 | 0 | 0 | 0 | 0 | 0
refrigeration | February | weekend | 0 | 0 | 0 | 0 | 0 | 0 | 0 | 0 | 0 | 0 | 0 | 0 | 0 | 0 | 0 | 0 | 0 | 0 | 0 | 0 | 0 | 0 | 0 | 0
refrigeration | March | weekend | 0 | 0 | 0 | 0 | 0 | 0 | 0 | 0 | 0 | 0 | 0 | 0 | 0 | 0 | 0 | 0 | 0 | 0 | 0 | 0 | 0 | 0 | 0 | 0
refrigeration | April | weekend | 0 | 0 | 0 | 0 | 0 | 0 | 0 | 0 | 0 | 0 | 0 | 0 | 0 | 0 | 0 | 0 | 0 | 0 | 0 | 0 | 0 | 0 | 0 | 0
refrigeration | May | weekend | 0 | 0 | 0 | 0 | 0 | 0 | 0 | 0 | 0 | 0 | 0 | 0 | 0 | 0 | 0 | 0 | 0 | 0 | 0 | 0 | 0 | 0 | 0 | 0
refrigeration | June | weekend | 0 | 0 | 0 | 0 | 0 | 0 | 0 | 0 | 0 | 0 | 0 | 0 | 0 | 0 | 0 | 0 | 0 | 0 | 0 | 0 | 0 | 0 | 0 | 0
refrigeration | July | weekend | 0 | 0 | 0 | 0 | 0 | 0 | 0 | 0 | 0 | 0 | 0 | 0 | 0 | 0 | 0 | 0 | 0 | 0 | 0 | 0 | 0 | 0 | 0 | 0
refrigeration | August | weekend | 0 | 0 | 0 | 0 | 0 | 0 | 0 | 0 | 0 | 0 | 0 | 0 | 0 | 0 | 0 | 0 | 0 | 0 | 0 | 0 | 0 | 0 | 0 | 0
refrigeration | September | weekend | 0 | 0 | 0 | 0 | 0 | 0 | 0 | 0 | 0 | 0 | 0 | 0 | 0 | 0 | 0 | 0 | 0 | 0 | 0 | 0 | 0 | 0 | 0 | 0
refrigeration | October | weekend | 0 | 0 | 0 | 0 | 0 | 0 | 0 | 0 | 0 | 0 | 0 | 0 | 0 | 0 | 0 | 0 | 0 | 0 | 0 | 0 | 0 | 0 | 0 | 0
refrigeration | November | weekend | 0 | 0 | 0 | 0 | 0 | 0 | 0 | 0 | 0 | 0 | 0 | 0 | 0 | 0 | 0 | 0 | 0 | 0 | 0 | 0 | 0 | 0 | 0 | 0
refrigeration | December | weekend | 0 | 0 | 0 | 0 | 0 | 0 | 0 | 0 | 0 | 0 | 0 | 0 | 0 | 0 | 0 | 0 | 0 | 0 | 0 | 0 | 0 | 0 | 0 | 0
space-heating | january | week | 472.01 | 503.72 | 530.58 | 537.88 | 560.36 | 555.59 | 536 | 440.01 | 243.11 | 161.06 | 137.29 | 98.55 | 87.91 | 29.87 | 29.51 | 46 | 65.8 | 100.48 | 196.98 | 250.29 | 298.47 | 339.05 | 368.96 | 443.3
space-heating | february | week | 300.27 | 326.25 | 351.74 | 380.56 | 385.18 | 368.44 | 348.89 | 266.11 | 120.63 | 75.47 | 62.66 | 39.22 | 43.44 | 9.35 | 7.95 | 23 | 29.34 | 42.23 | 103.69 | 133.32 | 179.76 | 205.29 | 235.2 | 274.02
space-heating | march | week | 345.31 | 364.94 | 373.57 | 390.23 | 394.49 | 386.42 | 321.19 | 185.98 | 91.81 | 77.32 | 64.83 | 55.28 | 33.96 | 21.2 | 34.44 | 40.5 | 45.08 | 106.26 | 167 | 220.07 | 255.71 | 284.42 | 315.69 | 337.16
space-heating | april | week | 318.18 | 330.94 | 352.98 | 370.72 | 369.6 | 343.39 | 225.28 | 67.36 | 30.23 | 29.14 | 22.92 | 27.14 | 4.38 | 4.09 | 11.28 | 14.93 | 24.89 | 70.93 | 114.45 | 168.24 | 198.47 | 223.56 | 263.1 | 288.87
space-heating | may | week | 257.12 | 271.21 | 285.62 | 290.84 | 285.18 | 246.6 | 150.18 | 22.04 | 4.38 | 9.84 | 2.61 | 2.93 | 0.48 | 0 | 1.49 | 2.33 | 7.91 | 30.23 | 64.47 | 123.28 | 157.8 | 186.02 | 216.13 | 246.08
space-heating | june | week | 208.91 | 223.16 | 235.6 | 247.97 | 209.43 | 167.44 | 120.67 | 19.19 | 7.99 | 11.04 | 6.94 | 7.83 | 0.64 | 0.08 | 2.45 | 2.17 | 4.58 | 22.4 | 47.77 | 81.61 | 109.35 | 144.36 | 170.49 | 189.08
space-heating | july | week | 181.49 | 187.59 | 192.49 | 197.26 | 171.33 | 141.3 | 105.82 | 9.63 | 3.85 | 6.1 | 3.21 | 2.85 | 0.08 | 0 | 0.08 | 0 | 0.68 | 10.4 | 29.18 | 58.61 | 85.79 | 119.55 | 146.72 | 168.68
space-heating | august | week | 148.65 | 160.61 | 178.36 | 193.97 | 181.97 | 162.58 | 96.06 | 4.46 | 1.08 | 1.69 | 0.12 | 0 | 0 | 0 | 0.04 | 0 | 0 | 7.75 | 23.48 | 53.11 | 70.77 | 90.92 | 110.47 | 131.59
space-heating | september | week | 192.85 | 207.78 | 220.39 | 232.71 | 211.15 | 187.03 | 151.34 | 22.96 | 2.85 | 3.85 | 0 | 0.16 | 0 | 0 | 0.08 | 0 | 0.04 | 14.29 | 42.23 | 73.42 | 96.95 | 122.4 | 150.18 | 169.24
space-heating | october | week | 253.71 | 281.97 | 308.14 | 338.53 | 335.88 | 312.24 | 285.54 | 185.54 | 49.54 | 20.15 | 20.87 | 17.74 | 13.53 | 6.3 | 6.5 | 12.16 | 16.5 | 30.91 | 72.66 | 100.2 | 141.79 | 163.62 | 190.72 | 224.12
space-heating | november | week | 398.46 | 413.76 | 425.68 | 449.16 | 462.13 | 449.45 | 423.11 | 371.97 | 202.16 | 144.28 | 135.08 | 112.28 | 102.08 | 42.59 | 35.57 | 66.36 | 89.52 | 110.68 | 204.89 | 247.36 | 298.11 | 317.29 | 354.11 | 396.7
space-heating | december | week | 117.86 | 133.32 | 146.12 | 160.05 | 146.64 | 116.82 | 75.47 | 2.25 | 0.04 | 0 | 0 | 0 | 0 | 0 | 0 | 0 | 0 | 3.01 | 13.53 | 30.51 | 41.75 | 55.36 | 72.86 | 100.76
space-heating | january | peak | 674.49 | 726.8 | 774.97 | 798.45 | 857.26 | 814.15 | 822.26 | 705.24 | 401.55 | 279.92 | 227.53 | 188.43 | 160.45 | 96.42 | 89.92 | 102.21 | 136.93 | 187.39 | 281.2 | 328.17 | 400.71 | 449.04 | 504.76 | 541.86
space-heating | february | peak | 399.87 | 436.72 | 474.29 | 517.21 | 506.89 | 472.69 | 446.76 | 364.46 | 213.52 | 147.01 | 112.96 | 78.2 | 85.87 | 17.34 | 10.16 | 33 | 50.38 | 71.38 | 162.5 | 208.67 | 267.6 | 302.12 | 332.15 | 368.72
space-heating | march | peak | 466.91 | 492.96 | 549.08 | 574.81 | 594.44 | 582.52 | 502.68 | 285.54 | 148.33 | 142.79 | 103.01 | 105.58 | 66.2 | 60.09 | 43.48 | 49.1 | 72.54 | 139.62 | 212.72 | 252.26 | 290.16 | 305.09 | 337.73 | 375.1
space-heating | april | peak | 458.28 | 490.91 | 506.09 | 549.32 | 547.4 | 526 | 342.06 | 170.69 | 115.65 | 86.59 | 49.5 | 41.71 | 2.09 | 0 | 13.93 | 24.45 | 36.77 | 91.17 | 125.05 | 166.31 | 200.96 | 217.78 | 240.74 | 309.55
space-heating | may | peak | 346.04 | 404.53 | 412.92 | 424.04 | 404.57 | 364.58 | 195.3 | 23.97 | 3.81 | 4.98 | 0 | 0 | 0 | 0.28 | 0.24 | 0 | 6.42 | 35.69 | 79.4 | 174.46 | 209.19 | 241.7 | 284.3 | 312.92
space-heating | june | peak | 312.96 | 328.9 | 345.88 | 361.69 | 322.87 | 283.81 | 223.84 | 80.21 | 29.34 | 35.05 | 17.14 | 14.53 | 0.52 | 0 | 5.78 | 7.15 | 18.59 | 68.08 | 112.44 | 167.72 | 198.27 | 229.34 | 258.72 | 272.73
space-heating | july | peak | 235.2 | 251.42 | 266.35 | 279.92 | 241.86 | 200.72 | 147.45 | 9.23 | 0.04 | 0 | 0 | 0 | 0 | 0 | 0 | 0 | 0 | 8.91 | 35.17 | 69.09 | 101.2 | 142.03 | 174.99 | 201.68
space-heating | august | peak | 218.78 | 237.01 | 261.74 | 273.54 | 262.18 | 232.63 | 130.35 | 11.12 | 0.04 | 0 | 0 | 0 | 0 | 0 | 0 | 0 | 0 | 0.52 | 9.96 | 46.49 | 73.7 | 96.54 | 132.47 | 167.48
space-heating | september | peak | 274.3 | 302.84 | 328.9 | 351.9 | 315.69 | 278.72 | 219.46 | 51.62 | 7.35 | 12.44 | 0 | 0 | 0 | 0 | 0 | 0 | 0 | 6.9 | 19.35 | 37.65 | 51.42 | 68.89 | 95.46 | 129.5
space-heating | october | peak | 503.68 | 507.05 | 511.71 | 515.6 | 519.22 | 499.87 | 473.01 | 341.06 | 141.55 | 58.01 | 51.95 | 32.6 | 37.49 | 1.57 | 1.08 | 19.51 | 38.18 | 61.18 | 145.4 | 198.11 | 264.42 | 307.54 | 346.32 | 385.86
space-heating | november | peak | 641.69 | 672.72 | 699.06 | 756.18 | 777.3 | 754.54 | 748.47 | 595.65 | 333.23 | 226.85 | 155.44 | 123.24 | 109.43 | 26.62 | 25.13 | 68.93 | 135.16 | 187.95 | 262.3 | 305.41 | 362.01 | 402.92 | 453.22 | 492.12
space-heating | december | peak | 198.71 | 214.17 | 236.24 | 267.72 | 268.52 | 233.76 | 135.04 | 17.14 | 0 | 0 | 0 | 0 | 0 | 0 | 0 | 0 | 0 | 3.37 | 26.25 | 49.5 | 75.83 | 89.84 | 116.98 | 167.92
space-heating | january | weekend | 432.51 | 475.34 | 516.36 | 532.26 | 550.25 | 575.05 | 552.86 | 485.45 | 275.22 | 193.05 | 169.89 | 130.39 | 109.99 | 50.18 | 57.2 | 85.51 | 113.49 | 155.88 | 240.26 | 268.2 | 295.05 | 332.03 | 355.23 | 395.41
space-heating | february | weekend | 342.42 | 372.85 | 403.4 | 433.63 | 454.78 | 455.59 | 453.98 | 359.12 | 184.66 | 114.53 | 84.74 | 42.03 | 42.67 | 0.8 | 0.6 | 8.11 | 17.14 | 39.94 | 135.56 | 176.11 | 216.09 | 236.28 | 269.36 | 310.39
space-heating | march | weekend | 402.8 | 415.28 | 433.71 | 465.86 | 467.59 | 452.74 | 407.26 | 235.16 | 114.05 | 75.95 | 45.92 | 44.52 | 8.63 | 5.9 | 2.73 | 6.78 | 18.79 | 77.56 | 151.58 | 212.56 | 249.05 | 279.92 | 324.32 | 373.45
space-heating | april | weekend | 317.53 | 332.91 | 353.46 | 356.79 | 348.08 | 336.44 | 255.63 | 117.98 | 78.04 | 78.92 | 38.3 | 39.02 | 6.74 | 10.68 | 26.17 | 33.32 | 54.31 | 131.31 | 172.98 | 212.2 | 237.61 | 271.81 | 318.62 | 332.79
space-heating | may | weekend | 304.97 | 322.83 | 347.6 | 357.68 | 357.2 | 312.12 | 220.79 | 67.96 | 18.55 | 18.18 | 15.78 | 9.79 | 9.35 | 1.49 | 2.21 | 4.09 | 14.33 | 71.78 | 131.99 | 192.93 | 215.25 | 233.19 | 274.78 | 297.06
space-heating | june | weekend | 214 | 223.4 | 231.75 | 239.9 | 211.64 | 177.27 | 144.28 | 38.58 | 16.98 | 15.86 | 12.24 | 13.61 | 2.57 | 1.93 | 5.98 | 6.82 | 10.64 | 39.62 | 70.85 | 104.21 | 124.44 | 144.36 | 171.69 | 193.09
space-heating | july | weekend | 155.76 | 163.83 | 171.89 | 178.04 | 147.97 | 111.32 | 80.21 | 0.84 | 0 | 0 | 0 | 0 | 0 | 0 | 0 | 0 | 0 | 3.89 | 21.08 | 45.48 | 70.45 | 96.26 | 113.81 | 128.46
space-heating | august | weekend | 173.06 | 187.07 | 205.78 | 225.93 | 211.56 | 193.01 | 101.84 | 7.99 | 0.08 | 0.4 | 0 | 0 | 0 | 0 | 0 | 0 | 0 | 8.55 | 24.85 | 46.85 | 67.4 | 91.89 | 117.98 | 140.7
space-heating | september | weekend | 115.29 | 136.89 | 160.37 | 184.78 | 177.23 | 162.78 | 148.13 | 26.94 | 9.59 | 16.46 | 11.04 | 13.21 | 3.49 | 1.28 | 6.66 | 6.26 | 8.31 | 32.8 | 54.19 | 79.28 | 94.58 | 110.23 | 132.71 | 151.62
space-heating | october | weekend | 269.88 | 292.57 | 313.92 | 335.36 | 347.24 | 340.66 | 330.66 | 219.18 | 70.49 | 14.13 | 12.89 | 6.42 | 9.92 | 0.08 | 0 | 3.53 | 12.81 | 28.98 | 86.35 | 128.82 | 178.2 | 215.93 | 255.75 | 301.8
space-heating | november | weekend | 445.31 | 458.4 | 462.81 | 477.35 | 478.15 | 470.28 | 465.02 | 414.24 | 232.27 | 166.51 | 143.99 | 108.83 | 104.53 | 44.88 | 41.43 | 71.33 | 118.06 | 147.61 | 238.01 | 257.28 | 315.05 | 332.99 | 390.19 | 426.76
space-heating | december | weekend | 135.12 | 161.06 | 176.63 | 192.05 | 183.09 | 177.71 | 133.16 | 16.02 | 1.81 | 0.12 | 0 | 0.24 | 0 | 0 | 0.04 | 0 | 0 | 5.22 | 22.24 | 48.61 | 64.71 | 86.55 | 101.36 | 110.64
water-heating | january | week | 92.01 | 107.18 | 82.66 | 85.95 | 114.89 | 184.1 | 316.49 | 439.81 | 724.35 | 632.38 | 567.19 | 542.74 | 519.46 | 527.12 | 522.79 | 516 | 114.89 | 176.27 | 292.36 | 230.22 | 207.22 | 323.4 | 261.13 | 145.56
water-heating | february | week | 102.77 | 85.67 | 102.69 | 77.12 | 111.32 | 180.04 | 344.27 | 429.7 | 726.68 | 635.19 | 581.84 | 522.03 | 520.42 | 520.1 | 525.84 | 528.53 | 119.83 | 171.33 | 292.36 | 223 | 214.45 | 327.17 | 257.4 | 145.56
water-heating | march | week | 123.56 | 87.35 | 65.63 | 122.64 | 146.76 | 315.05 | 380.68 | 648.64 | 637.32 | 592.16 | 560.56 | 483.65 | 554.74 | 500.71 | 530.17 | 233.15 | 132.43 | 263.22 | 214.17 | 245 | 292.36 | 284.74 | 160.25 | 72.98
water-heating | april | week | 85.63 | 85.63 | 66.16 | 105.22 | 188.55 | 326.89 | 423.03 | 680.15 | 612.39 | 568.99 | 519.66 | 502.31 | 520.74 | 498.5 | 504.84 | 111.28 | 171.29 | 286.26 | 203.25 | 222.96 | 301.12 | 231.75 | 137.01 | 111.28
water-heating | may | week | 101.8 | 80.09 | 72.86 | 123.64 | 167.56 | 299.71 | 410.71 | 644.42 | 605.64 | 552.94 | 497.1 | 510.99 | 500.31 | 485.57 | 492.92 | 116.38 | 152.91 | 262.94 | 218.62 | 196.78 | 292.4 | 262.5 | 123.76 | 87.43
water-heating | june | week | 38.58 | 107.14 | 46.21 | 137.73 | 145.72 | 292.28 | 424.36 | 607.69 | 590.47 | 573.73 | 449.25 | 473.69 | 524.96 | 464.38 | 456.71 | 122.48 | 145.6 | 284.34 | 168.8 | 224.4 | 297.9 | 196.62 | 133.16 | 122.48
water-heating | july | week | 96.99 | 48.73 | 105.02 | 97.07 | 161.86 | 292.2 | 351.3 | 676.02 | 529.73 | 540.13 | 465.7 | 466.31 | 512.15 | 459.16 | 458.28 | 120.31 | 145.6 | 260.53 | 185.22 | 170.05 | 292.2 | 242.95 | 129.34 | 64.87
water-heating | august | week | 75.75 | 72.86 | 80.09 | 87.39 | 167.48 | 284.9 | 388.35 | 628.77 | 568.07 | 530.29 | 485.25 | 455.87 | 470.48 | 477.67 | 480.28 | 85.06 | 139.26 | 261.86 | 189.44 | 203.97 | 292.16 | 211.44 | 109.23 | 113.45
water-heating | september | week | 114.77 | 38.58 | 114.77 | 99.6 | 183.98 | 292.32 | 377.03 | 671.4 | 590.63 | 527.56 | 503.32 | 480.12 | 487.82 | 464.54 | 520.78 | 74.71 | 153.23 | 275.71 | 231.03 | 176.47 | 294.13 | 243.75 | 84.42 | 130.1
water-heating | october | week | 99.19 | 92.33 | 69.05 | 99.56 | 122.6 | 199.51 | 315.77 | 472.09 | 647.07 | 598.66 | 545.59 | 516.69 | 495.81 | 495.77 | 511.23 | 433.67 | 114.93 | 184.06 | 269.04 | 199.47 | 230.3 | 292.36 | 222.6 | 122.6
water-heating | november | week | 105.14 | 96.99 | 80.93 | 88.96 | 105.14 | 194.25 | 308.82 | 440.37 | 700.22 | 620.74 | 560.96 | 512.47 | 518.37 | 507.17 | 523.51 | 507.17 | 105.14 | 161.82 | 300.39 | 218.7 | 210.59 | 308.82 | 267.4 | 129.42
water-heating | december | week | 88.92 | 56.76 | 96.99 | 64.87 | 194.13 | 271.57 | 387.22 | 633.02 | 574.41 | 556.11 | 457.59 | 481.2 | 507.33 | 465.58 | 457.51 | 129.22 | 145.6 | 243.39 | 199.79 | 180.73 | 292.24 | 251.06 | 86.19 | 99.92
water-heating | january | peak | 97.11 | 48.73 | 145.28 | 48.73 | 97.11 | 194.09 | 233.84 | 351.42 | 794 | 691.67 | 591.23 | 589.99 | 540.13 | 490.99 | 540.01 | 490.99 | 145.4 | 145.6 | 194.58 | 242.95 | 194.49 | 291.88 | 292.36 | 145.76
water-heating | february | peak | 145.4 | 97.03 | 48.73 | 145.28 | 97.11 | 145.76 | 292.2 | 391.28 | 792.83 | 592.32 | 640.21 | 589.67 | 491.11 | 540.17 | 540.09 | 490.99 | 145.4 | 145.64 | 243.47 | 242.99 | 194.45 | 292.49 | 292.24 | 145.64
water-heating | march | peak | 145.4 | 97.03 | 48.73 | 145.28 | 97.11 | 194.29 | 292.69 | 440.53 | 741.81 | 591.67 | 590.47 | 540.13 | 491.03 | 589.14 | 539.89 | 491.03 | 97.11 | 194.09 | 292.36 | 242.99 | 194.45 | 292.65 | 291.8 | 145.56
water-heating | april | peak | 145.24 | 0.48 | 145.24 | 145.4 | 145.84 | 292.57 | 440.37 | 741.41 | 591.39 | 590.23 | 441.9 | 588.98 | 441.78 | 588.94 | 441.82 | 145.4 | 145.68 | 292.28 | 242.95 | 194.41 | 292.57 | 291.72 | 145.52 | 97.11
water-heating | may | peak | 48.73 | 145.24 | 48.73 | 97.07 | 194.13 | 243.55 | 342.02 | 741.85 | 640.77 | 590.19 | 441.86 | 539.61 | 490.55 | 490.59 | 539.49 | 48.77 | 145.6 | 243.31 | 242.83 | 194.37 | 292.04 | 243.35 | 145.6 | 48.77
water-heating | june | peak | 96.99 | 48.73 | 96.99 | 97.07 | 194.17 | 292.28 | 342.22 | 740.16 | 590.55 | 442.26 | 588.38 | 441.38 | 441.3 | 539.33 | 490.27 | 97.07 | 145.6 | 243.43 | 242.79 | 145.88 | 292.32 | 243.03 | 145.48 | 48.77
water-heating | july | peak | 145.2 | 0.48 | 145.2 | 97.07 | 194.05 | 243.39 | 292.93 | 740.93 | 541.7 | 540.57 | 490.59 | 539.17 | 441.22 | 441.14 | 490.11 | 97.07 | 145.56 | 243.15 | 145.84 | 194.29 | 243.43 | 291.72 | 145.56 | 48.77
water-heating | august | peak | 96.99 | 48.73 | 96.95 | 145.32 | 145.72 | 292.2 | 293.21 | 739.64 | 491.92 | 540.13 | 441.22 | 490.11 | 539.05 | 440.98 | 441.1 | 145.32 | 145.56 | 243.35 | 194.25 | 145.84 | 292.16 | 291.4 | 48.81 | 97.07
water-heating | september | peak | 96.99 | 48.73 | 145.24 | 0.48 | 242.51 | 243.51 | 293.09 | 791.11 | 591.23 | 589.99 | 490.83 | 441.5 | 539.45 | 455.87 | 524.92 | 48.77 | 145.56 | 243.27 | 291.28 | 145.88 | 243.55 | 291.8 | 145.68 | 48.77
water-heating | october | peak | 145.4 | 48.73 | 96.99 | 96.99 | 97.11 | 145.6 | 194.7 | 439.09 | 743.38 | 690.99 | 590.75 | 491.4 | 539.73 | 441.62 | 539.61 | 490.71 | 145.36 | 145.56 | 194.49 | 145.92 | 291.36 | 194.78 | 243.67 | 194.13
water-heating | november | peak | 145.4 | 145.28 | 0.48 | 145.24 | 145.4 | 97.39 | 292.12 | 391.2 | 792.47 | 592.12 | 640.01 | 539.49 | 491.84 | 572.28 | 458.32 | 588.9 | 0.48 | 194.05 | 292.08 | 194.45 | 194.41 | 340.9 | 194.94 | 145.64
water-heating | december | peak | 96.99 | 48.73 | 96.99 | 145.32 | 145.64 | 243.43 | 292.93 | 741.01 | 640.17 | 442.38 | 588.58 | 441.3 | 441.18 | 539.17 | 490.19 | 97.07 | 97.23 | 194.62 | 291.2 | 145.84 | 243.47 | 243.23 | 97.23 | 145.36
water-heating | january | weekend | 113.2 | 64.83 | 80.93 | 96.99 | 113.2 | 145.56 | 194.29 | 325.16 | 844.94 | 708.77 | 640.93 | 574.05 | 512.39 | 551.05 | 508.46 | 539.33 | 113.2 | 122.6 | 184.78 | 210.63 | 226.77 | 210.67 | 308.9 | 226.61
water-heating | february | weekend | 127.29 | 90.97 | 72.86 | 109.07 | 101.72 | 116.78 | 218.54 | 329.22 | 857.46 | 741.81 | 598.7 | 583.48 | 478.83 | 570.76 | 533.95 | 515.6 | 109.19 | 145.56 | 163.87 | 236.93 | 200.52 | 236.93 | 329.22 | 182.21
water-heating | march | weekend | 72.9 | 127.17 | 42.35 | 121.55 | 145.44 | 163.95 | 274.1 | 631.46 | 761.88 | 684.81 | 572.36 | 552.82 | 515.52 | 515.44 | 515.48 | 257.16 | 145.48 | 181.93 | 164.07 | 236.89 | 200.52 | 274.1 | 273.66 | 127.5
water-heating | april | weekend | 87.35 | 87.35 | 58.41 | 138.21 | 138.17 | 160.33 | 321.75 | 847.87 | 712.75 | 591.27 | 560.44 | 500.79 | 507.33 | 523.15 | 500.55 | 101.92 | 131.03 | 160.17 | 218.66 | 218.66 | 202.48 | 308.78 | 218.46 | 101.92
water-heating | may | weekend | 127.13 | 54.76 | 90.97 | 109.15 | 145.52 | 182.09 | 292.4 | 762.68 | 703.55 | 590.87 | 534.47 | 502.19 | 491.15 | 478.23 | 533.39 | 72.94 | 127.38 | 163.79 | 236.77 | 182.25 | 200.16 | 292.69 | 200.24 | 72.94
water-heating | june | weekend | 54.76 | 90.97 | 72.86 | 91.05 | 127.38 | 182.05 | 292.28 | 780.63 | 666.1 | 572.08 | 515.76 | 496.45 | 478.07 | 477.95 | 496.37 | 91.01 | 145.48 | 145.6 | 200.36 | 182.21 | 200.4 | 292.28 | 182.05 | 109.11
water-heating | july | weekend | 43.92 | 101.8 | 72.86 | 101.88 | 145.48 | 145.72 | 292.2 | 754.98 | 639.08 | 560.76 | 545.03 | 455.91 | 470.52 | 499.87 | 482.12 | 75.95 | 116.46 | 145.56 | 203.97 | 203.97 | 174.9 | 292.2 | 160.25 | 116.38
water-heating | august | weekend | 145.2 | 0.48 | 145.2 | 36.69 | 109.23 | 182.01 | 292.2 | 742.89 | 702.59 | 516.49 | 515.56 | 477.91 | 459.44 | 532.86 | 441.1 | 109.11 | 91.09 | 143.39 | 238.85 | 145.84 | 182.17 | 292.2 | 163.87 | 91.01
water-heating | september | weekend | 113.04 | 48.73 | 96.99 | 113.16 | 97.15 | 210.31 | 308.54 | 756.54 | 674.73 | 573.37 | 528.41 | 490.43 | 490.39 | 490.31 | 490.35 | 97.07 | 113.24 | 161.74 | 210.47 | 210.47 | 178.2 | 292.32 | 210.31 | 64.87
water-heating | october | weekend | 127.25 | 72.86 | 72.86 | 91.01 | 109.19 | 127.46 | 236.93 | 423.99 | 780.83 | 647.87 | 590.75 | 552.82 | 515.16 | 515.08 | 459.96 | 441.38 | 91.09 | 127.42 | 182.01 | 236.81 | 145.92 | 280.92 | 302.92 | 109.47
water-heating | november | weekend | 116.42 | 72.86 | 87.35 | 101.8 | 87.43 | 145.56 | 203.97 | 321.79 | 804.72 | 726.56 | 606.21 | 575.46 | 515.44 | 515.32 | 515.36 | 515.36 | 101.92 | 145.52 | 145.68 | 247.77 | 189.56 | 247.81 | 292.57 | 174.9
water-heating | december | weekend | 80.89 | 64.83 | 80.89 | 97.07 | 145.48 | 145.72 | 292.24 | 781.47 | 635.95 | 573.97 | 523.83 | 491.76 | 472.33 | 441.18 | 506.49 | 80.97 | 145.44 | 145.6 | 178.16 | 226.57 | 178.16 | 292.24 | 145.72 | 129.26
naturalgas-only | january | week | 814.23 | 833.26 | 802.03 | 811.78 | 862.92 | 984.36 | 1228.15 | 1340.95 | 1410.44 | 1244.37 | 1075.88 | 1019.24 | 991.22 | 946.98 | 940.68 | 947.55 | 558.8 | 638.2 | 1022.89 | 1126.63 | 1214.06 | 1319.23 | 1142.16 | 903.31
naturalgas-only | february | week | 676.98 | 653.94 | 657.63 | 655.62 | 692.76 | 801.82 | 1091.26 | 1191.42 | 1320.52 | 1189.97 | 1043.41 | 968.34 | 977.81 | 951.12 | 959.03 | 976.25 | 562.77 | 609.74 | 965.29 | 1041.32 | 1142.04 | 1228.55 | 1041.72 | 763.41
naturalgas-only | march | week | 716.36 | 665.74 | 636.67 | 708.09 | 771.48 | 1041.64 | 1157.62 | 1309 | 1196.68 | 1087.37 | 1014.3 | 934.66 | 991.42 | 927.23 | 971.59 | 678.18 | 574.25 | 861.16 | 1008.52 | 1178.05 | 1253 | 1161.87 | 888.61 | 702.19
naturalgas-only | april | week | 642.38 | 619.49 | 618.01 | 671.32 | 813.39 | 1068.98 | 1153.24 | 1219.2 | 1123.01 | 996.92 | 951.16 | 946.82 | 954.09 | 934.74 | 948.43 | 556.95 | 616.12 | 945.86 | 1019.72 | 1155.65 | 1206.87 | 1010.61 | 750.4 | 677.66
naturalgas-only | may | week | 614.88 | 567.31 | 568.79 | 621.22 | 719.65 | 967.86 | 1098.28 | 1173.07 | 1128.39 | 997.56 | 950.72 | 982.79 | 979.78 | 964.41 | 970.51 | 583.48 | 609.46 | 912.38 | 1015.59 | 1111.45 | 1181.62 | 1024.74 | 707.93 | 626.4
naturalgas-only | june | week | 513.76 | 555.59 | 500.03 | 598.86 | 630.73 | 898.01 | 1096.28 | 1140.88 | 1124.54 | 1026.39 | 905.07 | 940.32 | 996.8 | 937.03 | 932.61 | 595.37 | 604.2 | 934.42 | 961.31 | 1109.97 | 1149.79 | 926.03 | 679.67 | 613.27
naturalgas-only | july | week | 552.53 | 468.75 | 522.03 | 513.39 | 614.52 | 878.58 | 1014.1 | 1210.77 | 1073.84 | 1006.64 | 940.44 | 956.98 | 1017.68 | 964.57 | 962.56 | 618.29 | 618.93 | 915.43 | 975.93 | 1047.58 | 1133.69 | 959.83 | 661.72 | 543.7
naturalgas-only | august | week | 505 | 472.17 | 488.02 | 504.2 | 633.34 | 895.48 | 1048.19 | 1159.1 | 1112.66 | 996.28 | 978.66 | 970.35 | 998.37 | 1008.52 | 1001.9 | 590.63 | 620.46 | 917.52 | 972.76 | 1077.65 | 1124.9 | 908.53 | 614.52 | 564.06
naturalgas-only | september | week | 576.74 | 471.85 | 553.98 | 546.59 | 667.75 | 909.73 | 1063.28 | 1205.83 | 1123.53 | 991.5 | 988.45 | 992.63 | 1026.59 | 1002.3 | 1050.83 | 588.54 | 633.22 | 931.61 | 1022.69 | 1058.66 | 1144.29 | 965.85 | 622.3 | 610.66
naturalgas-only | october | week | 632.3 | 619.81 | 586.09 | 641.69 | 666.46 | 788.14 | 1020.16 | 1162.71 | 1189.37 | 1111.85 | 988.53 | 966.21 | 953.21 | 946.82 | 957.02 | 875.09 | 546.87 | 636.27 | 932.93 | 1004.15 | 1128.15 | 1149.55 | 952 | 692.39
naturalgas-only | november | week | 760.32 | 738.84 | 699.54 | 728.84 | 756.86 | 890.06 | 1115.3 | 1283.02 | 1353.11 | 1221.64 | 1070.54 | 1004.19 | 1002.3 | 937.39 | 946.46 | 956.26 | 567.35 | 633.14 | 1041.32 | 1116.07 | 1220.6 | 1288.72 | 1140.31 | 846.54
naturalgas-only | december | week | 492.96 | 430.82 | 475.02 | 450.53 | 623.51 | 835.22 | 1020.08 | 1170.34 | 1134.57 | 1042.81 | 973 | 1026.07 | 1070.63 | 1023.78 | 1005.19 | 660.88 | 638.56 | 904.23 | 979.5 | 1035.9 | 1102.82 | 922.38 | 560.48 | 522.23
naturalgas-only | january | peak | 1046.9 | 1026.63 | 1121.17 | 1044.89 | 1149.27 | 1244.77 | 1437.42 | 1514.73 | 1684.9 | 1473.99 | 1245.01 | 1202.9 | 1139.43 | 1040.8 | 1089.73 | 1048.1 | 711.94 | 738.48 | 1073.4 | 1267.41 | 1339.55 | 1443.04 | 1364.39 | 1036.54
naturalgas-only | february | peak | 827.84 | 778.86 | 730.73 | 865.61 | 803.27 | 877.17 | 1139.99 | 1267.89 | 1494.46 | 1251.51 | 1202.86 | 1154.48 | 1103.14 | 1100.85 | 1101.46 | 1072.47 | 713.39 | 687.34 | 1032.89 | 1189.37 | 1259.18 | 1330.03 | 1204.78 | 884.64
naturalgas-only | march | peak | 856.3 | 796.97 | 800.3 | 917.88 | 947.83 | 1166.73 | 1291.01 | 1204.1 | 1373.27 | 1142.44 | 1113.58 | 1086.96 | 1017.6 | 1123.13 | 1059.67 | 1000.09 | 603.44 | 930.32 | 1208.08 | 1256.49 | 1193.66 | 1166.93 | 993.15 | 806.88
naturalgas-only | april | peak | 864.29 | 713.51 | 865.13 | 903.23 | 958.42 | 1231.64 | 1311.85 | 1416.42 | 1232.32 | 1135.02 | 978.5 | 1142.88 | 977.41 | 1136.7 | 988.29 | 674.37 | 655.34 | 1019.56 | 1113.46 | 1163.16 | 1233.09 | 1098.89 | 762.68 | 708.65
naturalgas-only | may | peak | 673.13 | 773.28 | 679.31 | 734.66 | 853.73 | 1032.53 | 1063.56 | 1306.83 | 1212.21 | 1092.62 | 966.97 | 1087.41 | 1065.53 | 1076.21 | 1085.56 | 567.79 | 642.42 | 958.95 | 1102.9 | 1185.6 | 1268.17 | 1103.58 | 822.5 | 669.35
naturalgas-only | june | peak | 685.65 | 611.38 | 668.23 | 677.82 | 801.22 | 1031.24 | 1141.24 | 1371.66 | 1221.36 | 1014.79 | 1162.23 | 1031.61 | 1041.24 | 1134.33 | 1081.91 | 678.42 | 692.43 | 996.92 | 1151.84 | 1159.1 | 1266.24 | 1085.64 | 805.48 | 645.59
naturalgas-only | july | peak | 705.28 | 516.93 | 666.02 | 623.47 | 730.17 | 921.65 | 1021.97 | 1355.16 | 1177.65 | 1101.94 | 1058.22 | 1130.28 | 1057.78 | 1053.72 | 1096.36 | 693 | 690.43 | 972.68 | 999.33 | 1117.31 | 1147.5 | 1085.84 | 742.33 | 587.46
naturalgas-only | august | peak | 599.46 | 526.52 | 587.94 | 639.61 | 688.18 | 969.5 | 991.78 | 1298.76 | 1082.79 | 1077.25 | 1031.53 | 1117.95 | 1182.63 | 1054.85 | 1029.04 | 706.89 | 671.36 | 919.77 | 981.95 | 1023.06 | 1133.25 | 998.17 | 577.9 | 582.88
naturalgas-only | september | peak | 656.1 | 592.84 | 705.12 | 575.46 | 841.89 | 967.14 | 1066.33 | 1367.89 | 1160.99 | 1113.54 | 1043.05 | 1034.09 | 1171.51 | 1080.42 | 1129.56 | 625.56 | 666.5 | 916.68 | 1078.85 | 1011.57 | 1063.36 | 973.36 | 642.5 | 502.72
naturalgas-only | october | peak | 934.74 | 809.13 | 818.93 | 817.04 | 839.24 | 941.12 | 1107.76 | 1266.81 | 1403.57 | 1254.48 | 1098.97 | 977.29 | 1037.27 | 905.19 | 1003.83 | 968.3 | 624.79 | 698.13 | 1010.69 | 1108.72 | 1332 | 1208.44 | 1135.66 | 946.54
naturalgas-only | november | peak | 1055.09 | 1053.16 | 899.09 | 1098.57 | 1117.23 | 1106.83 | 1439.5 | 1488.08 | 1598.83 | 1307.79 | 1201.65 | 1083.07 | 1028.19 | 1031.53 | 921.81 | 1084.6 | 536.4 | 771.16 | 1113.3 | 1178.53 | 1303.54 | 1433.8 | 1188.13 | 973.4
naturalgas-only | december | peak | 609.5 | 530.13 | 587.02 | 655.66 | 722.18 | 954.05 | 1027.23 | 1365.88 | 1335.17 | 1078.98 | 1273.79 | 1158.5 | 1185.96 | 1293.54 | 1252.23 | 824.59 | 756.42 | 971.47 | 1180.22 | 1123.17 | 1161.83 | 1013.46 | 676.82 | 690.23
naturalgas-only | january | weekend | 826.39 | 814.39 | 792.67 | 822.54 | 855.46 | 917.96 | 1100.81 | 1190.17 | 1639.02 | 1418.31 | 1243.28 | 1105.11 | 1029.08 | 1013.82 | 979.42 | 1032.69 | 621.86 | 654.22 | 1051.92 | 1188.69 | 1245.05 | 1264.72 | 1275.2 | 988.29
naturalgas-only | february | weekend | 765.9 | 750.52 | 679.95 | 741.49 | 751.97 | 772.2 | 1031.24 | 1080.34 | 1584.66 | 1404.82 | 1150.35 | 1066.69 | 974 | 1031.69 | 997.16 | 985.72 | 568.59 | 603.03 | 964.81 | 1161.03 | 1176.6 | 1231.16 | 1239.67 | 882.43
naturalgas-only | march | weekend | 760.8 | 773.6 | 674.61 | 781.91 | 809.49 | 914.55 | 1057.18 | 1345.97 | 1414.86 | 1248.7 | 1056.33 | 1027.67 | 964.97 | 968.58 | 965.89 | 704.64 | 591.23 | 833.82 | 1032.49 | 1200.97 | 1201.89 | 1231.88 | 1076.17 | 828.4
naturalgas-only | april | weekend | 700.94 | 631.74 | 616.88 | 696.57 | 691.95 | 864.25 | 984.12 | 1527.7 | 1353.07 | 1138.71 | 1040.96 | 993.39 | 975.93 | 998.69 | 983.59 | 583.77 | 614.76 | 973.6 | 1151.55 | 1200.17 | 1204.38 | 1227.31 | 930.65 | 738.8
naturalgas-only | may | weekend | 731.73 | 590.39 | 645.02 | 669.71 | 709.13 | 865.77 | 928.84 | 1404.54 | 1296.83 | 1090.74 | 995.32 | 971.19 | 965.57 | 943.49 | 1000.94 | 527.89 | 578.27 | 927.59 | 1141.8 | 1154.89 | 1190.37 | 1182.5 | 877.21 | 681.39
naturalgas-only | june | weekend | 585.01 | 544.14 | 527.24 | 548.32 | 561.73 | 752.81 | 876.85 | 1424.81 | 1300.41 | 1119.08 | 1021.93 | 1007.08 | 986.28 | 982.91 | 1001.34 | 587.06 | 622.42 | 908.16 | 1076.77 | 1099.13 | 1131.4 | 1122.29 | 782.8 | 639.04
naturalgas-only | july | weekend | 530.9 | 508.22 | 477.91 | 506.69 | 525.28 | 664.21 | 832.29 | 1387.56 | 1290.05 | 1128.83 | 1085.84 | 1011.53 | 1047.98 | 1074.04 | 1048.95 | 628.93 | 636.71 | 922.94 | 1078.77 | 1105.23 | 1088.85 | 1104.99 | 728.76 | 603.72
naturalgas-only | august | weekend | 646.31 | 426.32 | 579.27 | 482.97 | 544.75 | 768.02 | 842.69 | 1371.26 | 1342.24 | 1073.88 | 1056.41 | 1036.02 | 1034.42 | 1114.82 | 1007.76 | 653.78 | 601.15 | 909.81 | 1094.51 | 1026.19 | 1074.04 | 1085.68 | 724.75 | 580.35
naturalgas-only | september | weekend | 564.98 | 432.38 | 493.96 | 526.32 | 505.61 | 772.84 | 897.61 | 1386.84 | 1291.74 | 1105.23 | 1033.05 | 1012.9 | 1021.17 | 1018.76 | 1017.27 | 608.49 | 594.36 | 915.11 | 1063.28 | 1100.49 | 1079.5 | 1088.89 | 773.6 | 555.06
naturalgas-only | october | weekend | 702.07 | 640.69 | 597.41 | 631.86 | 660.04 | 715.12 | 944.09 | 1089.45 | 1421.48 | 1219.84 | 1090.42 | 1025.54 | 1002.9 | 994.19 | 934.7 | 908.12 | 544.47 | 644.98 | 966.89 | 1130.04 | 1095.92 | 1235.94 | 1145.41 | 784.72
naturalgas-only | november | weekend | 840.84 | 806.16 | 746.79 | 772.56 | 756.86 | 812.9 | 1023.42 | 1118.24 | 1562.78 | 1420.03 | 1193.02 | 1098.2 | 1036.14 | 979.18 | 974.32 | 998.61 | 612.63 | 669.39 | 1012.1 | 1216.99 | 1227.87 | 1302.85 | 1292.1 | 966.25
naturalgas-only | december | weekend | 556.75 | 475.18 | 496.05 | 519.58 | 560.8 | 723.91 | 874.32 | 1413.49 | 1268.61 | 1133.17 | 1079.9 | 1076.53 | 1068.94 | 1034.46 | 1086.96 | 632.74 | 651.33 | 901.5 | 1025.26 | 1108.16 | 1071.47 | 1085.76 | 695.81 | 596.37

## LoadInput_N2_P
|  |  | 1 | 2 | 3 | 4 | 5 | 6 | 7 | 8 | 9 | 10 | 11 | 12 | 13 | 14 | 15 | 16 | 17 | 18 | 19 | 20 | 21 | 22 | 23 | 24
electricity-only | january | week | 0 | 0 | 0 | 0 | 0 | 0 | 0 | 0 | 0 | 0 | 0 | 0 | 0 | 0 | 0 | 0 | 0 | 0 | 0 | 0 | 0 | 0 | 0 | 0
electricity-only | february | week | 0 | 0 | 0 | 0 | 0 | 0 | 0 | 0 | 0 | 0 | 0 | 0 | 0 | 0 | 0 | 0 | 0 | 0 | 0 | 0 | 0 | 0 | 0 | 0
electricity-only | march | week | 0 | 0 | 0 | 0 | 0 | 0 | 0 | 0 | 0 | 0 | 0 | 0 | 0 | 0 | 0 | 0 | 0 | 0 | 0 | 0 | 0 | 0 | 0 | 0
electricity-only | april | week | 0 | 0 | 0 | 0 | 0 | 0 | 0 | 0 | 0 | 0 | 0 | 0 | 0 | 0 | 0 | 0 | 0 | 0 | 0 | 0 | 0 | 0 | 0 | 0
electricity-only | may | week | 0 | 0 | 0 | 0 | 0 | 0 | 0 | 0 | 0 | 0 | 0 | 0 | 0 | 0 | 0 | 0 | 0 | 0 | 0 | 0 | 0 | 0 | 0 | 0
electricity-only | june | week | 0 | 0 | 0 | 0 | 0 | 0 | 0 | 0 | 0 | 0 | 0 | 0 | 0 | 0 | 0 | 0 | 0 | 0 | 0 | 0 | 0 | 0 | 0 | 0
electricity-only | july | week | 0 | 0 | 0 | 0 | 0 | 0 | 0 | 0 | 0 | 0 | 0 | 0 | 0 | 0 | 0 | 0 | 0 | 0 | 0 | 0 | 0 | 0 | 0 | 0
electricity-only | august | week | 0 | 0 | 0 | 0 | 0 | 0 | 0 | 0 | 0 | 0 | 0 | 0 | 0 | 0 | 0 | 0 | 0 | 0 | 0 | 0 | 0 | 0 | 0 | 0
electricity-only | september | week | 0 | 0 | 0 | 0 | 0 | 0 | 0 | 0 | 0 | 0 | 0 | 0 | 0 | 0 | 0 | 0 | 0 | 0 | 0 | 0 | 0 | 0 | 0 | 0
electricity-only | october | week | 0 | 0 | 0 | 0 | 0 | 0 | 0 | 0 | 0 | 0 | 0 | 0 | 0 | 0 | 0 | 0 | 0 | 0 | 0 | 0 | 0 | 0 | 0 | 0
electricity-only | november | week | 0 | 0 | 0 | 0 | 0 | 0 | 0 | 0 | 0 | 0 | 0 | 0 | 0 | 0 | 0 | 0 | 0 | 0 | 0 | 0 | 0 | 0 | 0 | 0
electricity-only | december | week | 0 | 0 | 0 | 0 | 0 | 0 | 0 | 0 | 0 | 0 | 0 | 0 | 0 | 0 | 0 | 0 | 0 | 0 | 0 | 0 | 0 | 0 | 0 | 0
electricity-only | january | peak | 0 | 0 | 0 | 0 | 0 | 0 | 0 | 0 | 0 | 0 | 0 | 0 | 0 | 0 | 0 | 0 | 0 | 0 | 0 | 0 | 0 | 0 | 0 | 0
electricity-only | february | peak | 0 | 0 | 0 | 0 | 0 | 0 | 0 | 0 | 0 | 0 | 0 | 0 | 0 | 0 | 0 | 0 | 0 | 0 | 0 | 0 | 0 | 0 | 0 | 0
electricity-only | march | peak | 0 | 0 | 0 | 0 | 0 | 0 | 0 | 0 | 0 | 0 | 0 | 0 | 0 | 0 | 0 | 0 | 0 | 0 | 0 | 0 | 0 | 0 | 0 | 0
electricity-only | april | peak | 0 | 0 | 0 | 0 | 0 | 0 | 0 | 0 | 0 | 0 | 0 | 0 | 0 | 0 | 0 | 0 | 0 | 0 | 0 | 0 | 0 | 0 | 0 | 0
electricity-only | may | peak | 0 | 0 | 0 | 0 | 0 | 0 | 0 | 0 | 0 | 0 | 0 | 0 | 0 | 0 | 0 | 0 | 0 | 0 | 0 | 0 | 0 | 0 | 0 | 0
electricity-only | june | peak | 0 | 0 | 0 | 0 | 0 | 0 | 0 | 0 | 0 | 0 | 0 | 0 | 0 | 0 | 0 | 0 | 0 | 0 | 0 | 0 | 0 | 0 | 0 | 0
electricity-only | july | peak | 0 | 0 | 0 | 0 | 0 | 0 | 0 | 0 | 0 | 0 | 0 | 0 | 0 | 0 | 0 | 0 | 0 | 0 | 0 | 0 | 0 | 0 | 0 | 0
electricity-only | august | peak | 0 | 0 | 0 | 0 | 0 | 0 | 0 | 0 | 0 | 0 | 0 | 0 | 0 | 0 | 0 | 0 | 0 | 0 | 0 | 0 | 0 | 0 | 0 | 0
electricity-only | september | peak | 0 | 0 | 0 | 0 | 0 | 0 | 0 | 0 | 0 | 0 | 0 | 0 | 0 | 0 | 0 | 0 | 0 | 0 | 0 | 0 | 0 | 0 | 0 | 0
electricity-only | october | peak | 0 | 0 | 0 | 0 | 0 | 0 | 0 | 0 | 0 | 0 | 0 | 0 | 0 | 0 | 0 | 0 | 0 | 0 | 0 | 0 | 0 | 0 | 0 | 0
electricity-only | november | peak | 0 | 0 | 0 | 0 | 0 | 0 | 0 | 0 | 0 | 0 | 0 | 0 | 0 | 0 | 0 | 0 | 0 | 0 | 0 | 0 | 0 | 0 | 0 | 0
electricity-only | december | peak | 0 | 0 | 0 | 0 | 0 | 0 | 0 | 0 | 0 | 0 | 0 | 0 | 0 | 0 | 0 | 0 | 0 | 0 | 0 | 0 | 0 | 0 | 0 | 0
electricity-only | january | weekend | 0 | 0 | 0 | 0 | 0 | 0 | 0 | 0 | 0 | 0 | 0 | 0 | 0 | 0 | 0 | 0 | 0 | 0 | 0 | 0 | 0 | 0 | 0 | 0
electricity-only | february | weekend | 0 | 0 | 0 | 0 | 0 | 0 | 0 | 0 | 0 | 0 | 0 | 0 | 0 | 0 | 0 | 0 | 0 | 0 | 0 | 0 | 0 | 0 | 0 | 0
electricity-only | march | weekend | 0 | 0 | 0 | 0 | 0 | 0 | 0 | 0 | 0 | 0 | 0 | 0 | 0 | 0 | 0 | 0 | 0 | 0 | 0 | 0 | 0 | 0 | 0 | 0
electricity-only | april | weekend | 0 | 0 | 0 | 0 | 0 | 0 | 0 | 0 | 0 | 0 | 0 | 0 | 0 | 0 | 0 | 0 | 0 | 0 | 0 | 0 | 0 | 0 | 0 | 0
electricity-only | may | weekend | 0 | 0 | 0 | 0 | 0 | 0 | 0 | 0 | 0 | 0 | 0 | 0 | 0 | 0 | 0 | 0 | 0 | 0 | 0 | 0 | 0 | 0 | 0 | 0
electricity-only | june | weekend | 0 | 0 | 0 | 0 | 0 | 0 | 0 | 0 | 0 | 0 | 0 | 0 | 0 | 0 | 0 | 0 | 0 | 0 | 0 | 0 | 0 | 0 | 0 | 0
electricity-only | july | weekend | 0 | 0 | 0 | 0 | 0 | 0 | 0 | 0 | 0 | 0 | 0 | 0 | 0 | 0 | 0 | 0 | 0 | 0 | 0 | 0 | 0 | 0 | 0 | 0
electricity-only | august | weekend | 0 | 0 | 0 | 0 | 0 | 0 | 0 | 0 | 0 | 0 | 0 | 0 | 0 | 0 | 0 | 0 | 0 | 0 | 0 | 0 | 0 | 0 | 0 | 0
electricity-only | september | weekend | 0 | 0 | 0 | 0 | 0 | 0 | 0 | 0 | 0 | 0 | 0 | 0 | 0 | 0 | 0 | 0 | 0 | 0 | 0 | 0 | 0 | 0 | 0 | 0
electricity-only | october | weekend | 0 | 0 | 0 | 0 | 0 | 0 | 0 | 0 | 0 | 0 | 0 | 0 | 0 | 0 | 0 | 0 | 0 | 0 | 0 | 0 | 0 | 0 | 0 | 0
electricity-only | november | weekend | 0 | 0 | 0 | 0 | 0 | 0 | 0 | 0 | 0 | 0 | 0 | 0 | 0 | 0 | 0 | 0 | 0 | 0 | 0 | 0 | 0 | 0 | 0 | 0
electricity-only | december | weekend | 0 | 0 | 0 | 0 | 0 | 0 | 0 | 0 | 0 | 0 | 0 | 0 | 0 | 0 | 0 | 0 | 0 | 0 | 0 | 0 | 0 | 0 | 0 | 0
cooling | january | week | 0 | 0 | 0 | 0 | 0 | 0 | 0 | 0 | 0 | 0 | 0 | 0 | 0 | 0 | 0 | 0 | 0 | 0 | 0 | 0 | 0 | 0 | 0 | 0
cooling | february | week | 0 | 0 | 0 | 0 | 0 | 0 | 0 | 0 | 0 | 0 | 0 | 0 | 0 | 0 | 0 | 0 | 0 | 0 | 0 | 0 | 0 | 0 | 0 | 0
cooling | march | week | 0 | 0 | 0 | 0 | 0 | 0 | 0 | 0 | 0 | 0 | 0 | 0 | 0 | 0 | 0 | 0 | 0 | 0 | 0 | 0 | 0 | 0 | 0 | 0
cooling | april | week | 0 | 0 | 0 | 0 | 0 | 0 | 0 | 0 | 0 | 0 | 0 | 0 | 0 | 0 | 0 | 0 | 0 | 0 | 0 | 0 | 0 | 0 | 0 | 0
cooling | may | week | 0 | 0 | 0 | 0 | 0 | 0 | 0 | 0 | 0 | 0 | 0 | 0 | 0 | 0 | 0 | 0 | 0 | 0 | 0 | 0 | 0 | 0 | 0 | 0
cooling | june | week | 0 | 0 | 0 | 0 | 0 | 0 | 0 | 0 | 0 | 0 | 0 | 0 | 0 | 0 | 0 | 0 | 0 | 0 | 0 | 0 | 0 | 0 | 0 | 0
cooling | july | week | 0 | 0 | 0 | 0 | 0 | 0 | 0 | 0 | 0 | 0 | 0 | 0 | 0 | 0 | 0 | 0 | 0 | 0 | 0 | 0 | 0 | 0 | 0 | 0
cooling | august | week | 0 | 0 | 0 | 0 | 0 | 0 | 0 | 0 | 0 | 0 | 0 | 0 | 0 | 0 | 0 | 0 | 0 | 0 | 0 | 0 | 0 | 0 | 0 | 0
cooling | september | week | 0 | 0 | 0 | 0 | 0 | 0 | 0 | 0 | 0 | 0 | 0 | 0 | 0 | 0 | 0 | 0 | 0 | 0 | 0 | 0 | 0 | 0 | 0 | 0
cooling | october | week | 0 | 0 | 0 | 0 | 0 | 0 | 0 | 0 | 0 | 0 | 0 | 0 | 0 | 0 | 0 | 0 | 0 | 0 | 0 | 0 | 0 | 0 | 0 | 0
cooling | november | week | 0 | 0 | 0 | 0 | 0 | 0 | 0 | 0 | 0 | 0 | 0 | 0 | 0 | 0 | 0 | 0 | 0 | 0 | 0 | 0 | 0 | 0 | 0 | 0
cooling | december | week | 0 | 0 | 0 | 0 | 0 | 0 | 0 | 0 | 0 | 0 | 0 | 0 | 0 | 0 | 0 | 0 | 0 | 0 | 0 | 0 | 0 | 0 | 0 | 0
cooling | january | peak | 0 | 0 | 0 | 0 | 0 | 0 | 0 | 0 | 0 | 0 | 0 | 0 | 0 | 0 | 0 | 0 | 0 | 0 | 0 | 0 | 0 | 0 | 0 | 0
cooling | february | peak | 0 | 0 | 0 | 0 | 0 | 0 | 0 | 0 | 0 | 0 | 0 | 0 | 0 | 0 | 0 | 0 | 0 | 0 | 0 | 0 | 0 | 0 | 0 | 0
cooling | march | peak | 0 | 0 | 0 | 0 | 0 | 0 | 0 | 0 | 0 | 0 | 0 | 0 | 0 | 0 | 0 | 0 | 0 | 0 | 0 | 0 | 0 | 0 | 0 | 0
cooling | april | peak | 0 | 0 | 0 | 0 | 0 | 0 | 0 | 0 | 0 | 0 | 0 | 0 | 0 | 0 | 0 | 0 | 0 | 0 | 0 | 0 | 0 | 0 | 0 | 0
cooling | may | peak | 0 | 0 | 0 | 0 | 0 | 0 | 0 | 0 | 0 | 0 | 0 | 0 | 0 | 0 | 0 | 0 | 0 | 0 | 0 | 0 | 0 | 0 | 0 | 0
cooling | june | peak | 0 | 0 | 0 | 0 | 0 | 0 | 0 | 0 | 0 | 0 | 0 | 0 | 0 | 0 | 0 | 0 | 0 | 0 | 0 | 0 | 0 | 0 | 0 | 0
cooling | july | peak | 0 | 0 | 0 | 0 | 0 | 0 | 0 | 0 | 0 | 0 | 0 | 0 | 0 | 0 | 0 | 0 | 0 | 0 | 0 | 0 | 0 | 0 | 0 | 0
cooling | august | peak | 0 | 0 | 0 | 0 | 0 | 0 | 0 | 0 | 0 | 0 | 0 | 0 | 0 | 0 | 0 | 0 | 0 | 0 | 0 | 0 | 0 | 0 | 0 | 0
cooling | september | peak | 0 | 0 | 0 | 0 | 0 | 0 | 0 | 0 | 0 | 0 | 0 | 0 | 0 | 0 | 0 | 0 | 0 | 0 | 0 | 0 | 0 | 0 | 0 | 0
cooling | october | peak | 0 | 0 | 0 | 0 | 0 | 0 | 0 | 0 | 0 | 0 | 0 | 0 | 0 | 0 | 0 | 0 | 0 | 0 | 0 | 0 | 0 | 0 | 0 | 0
cooling | november | peak | 0 | 0 | 0 | 0 | 0 | 0 | 0 | 0 | 0 | 0 | 0 | 0 | 0 | 0 | 0 | 0 | 0 | 0 | 0 | 0 | 0 | 0 | 0 | 0
cooling | december | peak | 0 | 0 | 0 | 0 | 0 | 0 | 0 | 0 | 0 | 0 | 0 | 0 | 0 | 0 | 0 | 0 | 0 | 0 | 0 | 0 | 0 | 0 | 0 | 0
cooling | january | weekend | 0 | 0 | 0 | 0 | 0 | 0 | 0 | 0 | 0 | 0 | 0 | 0 | 0 | 0 | 0 | 0 | 0 | 0 | 0 | 0 | 0 | 0 | 0 | 0
cooling | february | weekend | 0 | 0 | 0 | 0 | 0 | 0 | 0 | 0 | 0 | 0 | 0 | 0 | 0 | 0 | 0 | 0 | 0 | 0 | 0 | 0 | 0 | 0 | 0 | 0
cooling | march | weekend | 0 | 0 | 0 | 0 | 0 | 0 | 0 | 0 | 0 | 0 | 0 | 0 | 0 | 0 | 0 | 0 | 0 | 0 | 0 | 0 | 0 | 0 | 0 | 0
cooling | april | weekend | 0 | 0 | 0 | 0 | 0 | 0 | 0 | 0 | 0 | 0 | 0 | 0 | 0 | 0 | 0 | 0 | 0 | 0 | 0 | 0 | 0 | 0 | 0 | 0
cooling | may | weekend | 0 | 0 | 0 | 0 | 0 | 0 | 0 | 0 | 0 | 0 | 0 | 0 | 0 | 0 | 0 | 0 | 0 | 0 | 0 | 0 | 0 | 0 | 0 | 0
cooling | june | weekend | 0 | 0 | 0 | 0 | 0 | 0 | 0 | 0 | 0 | 0 | 0 | 0 | 0 | 0 | 0 | 0 | 0 | 0 | 0 | 0 | 0 | 0 | 0 | 0
cooling | july | weekend | 0 | 0 | 0 | 0 | 0 | 0 | 0 | 0 | 0 | 0 | 0 | 0 | 0 | 0 | 0 | 0 | 0 | 0 | 0 | 0 | 0 | 0 | 0 | 0
cooling | august | weekend | 0 | 0 | 0 | 0 | 0 | 0 | 0 | 0 | 0 | 0 | 0 | 0 | 0 | 0 | 0 | 0 | 0 | 0 | 0 | 0 | 0 | 0 | 0 | 0
cooling | september | weekend | 0 | 0 | 0 | 0 | 0 | 0 | 0 | 0 | 0 | 0 | 0 | 0 | 0 | 0 | 0 | 0 | 0 | 0 | 0 | 0 | 0 | 0 | 0 | 0
cooling | october | weekend | 0 | 0 | 0 | 0 | 0 | 0 | 0 | 0 | 0 | 0 | 0 | 0 | 0 | 0 | 0 | 0 | 0 | 0 | 0 | 0 | 0 | 0 | 0 | 0
cooling | november | weekend | 0 | 0 | 0 | 0 | 0 | 0 | 0 | 0 | 0 | 0 | 0 | 0 | 0 | 0 | 0 | 0 | 0 | 0 | 0 | 0 | 0 | 0 | 0 | 0
cooling | december | weekend | 0 | 0 | 0 | 0 | 0 | 0 | 0 | 0 | 0 | 0 | 0 | 0 | 0 | 0 | 0 | 0 | 0 | 0 | 0 | 0 | 0 | 0 | 0 | 0
refrigeration | January | week | 0 | 0 | 0 | 0 | 0 | 0 | 0 | 0 | 0 | 0 | 0 | 0 | 0 | 0 | 0 | 0 | 0 | 0 | 0 | 0 | 0 | 0 | 0 | 0
refrigeration | February | week | 0 | 0 | 0 | 0 | 0 | 0 | 0 | 0 | 0 | 0 | 0 | 0 | 0 | 0 | 0 | 0 | 0 | 0 | 0 | 0 | 0 | 0 | 0 | 0
refrigeration | March | week | 0 | 0 | 0 | 0 | 0 | 0 | 0 | 0 | 0 | 0 | 0 | 0 | 0 | 0 | 0 | 0 | 0 | 0 | 0 | 0 | 0 | 0 | 0 | 0
refrigeration | April | week | 0 | 0 | 0 | 0 | 0 | 0 | 0 | 0 | 0 | 0 | 0 | 0 | 0 | 0 | 0 | 0 | 0 | 0 | 0 | 0 | 0 | 0 | 0 | 0
refrigeration | May | week | 0 | 0 | 0 | 0 | 0 | 0 | 0 | 0 | 0 | 0 | 0 | 0 | 0 | 0 | 0 | 0 | 0 | 0 | 0 | 0 | 0 | 0 | 0 | 0
refrigeration | June | week | 0 | 0 | 0 | 0 | 0 | 0 | 0 | 0 | 0 | 0 | 0 | 0 | 0 | 0 | 0 | 0 | 0 | 0 | 0 | 0 | 0 | 0 | 0 | 0
refrigeration | July | week | 0 | 0 | 0 | 0 | 0 | 0 | 0 | 0 | 0 | 0 | 0 | 0 | 0 | 0 | 0 | 0 | 0 | 0 | 0 | 0 | 0 | 0 | 0 | 0
refrigeration | August | week | 0 | 0 | 0 | 0 | 0 | 0 | 0 | 0 | 0 | 0 | 0 | 0 | 0 | 0 | 0 | 0 | 0 | 0 | 0 | 0 | 0 | 0 | 0 | 0
refrigeration | September | week | 0 | 0 | 0 | 0 | 0 | 0 | 0 | 0 | 0 | 0 | 0 | 0 | 0 | 0 | 0 | 0 | 0 | 0 | 0 | 0 | 0 | 0 | 0 | 0
refrigeration | October | week | 0 | 0 | 0 | 0 | 0 | 0 | 0 | 0 | 0 | 0 | 0 | 0 | 0 | 0 | 0 | 0 | 0 | 0 | 0 | 0 | 0 | 0 | 0 | 0
refrigeration | November | week | 0 | 0 | 0 | 0 | 0 | 0 | 0 | 0 | 0 | 0 | 0 | 0 | 0 | 0 | 0 | 0 | 0 | 0 | 0 | 0 | 0 | 0 | 0 | 0
refrigeration | December | week | 0 | 0 | 0 | 0 | 0 | 0 | 0 | 0 | 0 | 0 | 0 | 0 | 0 | 0 | 0 | 0 | 0 | 0 | 0 | 0 | 0 | 0 | 0 | 0
refrigeration | January | peak | 0 | 0 | 0 | 0 | 0 | 0 | 0 | 0 | 0 | 0 | 0 | 0 | 0 | 0 | 0 | 0 | 0 | 0 | 0 | 0 | 0 | 0 | 0 | 0
refrigeration | February | peak | 0 | 0 | 0 | 0 | 0 | 0 | 0 | 0 | 0 | 0 | 0 | 0 | 0 | 0 | 0 | 0 | 0 | 0 | 0 | 0 | 0 | 0 | 0 | 0
refrigeration | March | peak | 0 | 0 | 0 | 0 | 0 | 0 | 0 | 0 | 0 | 0 | 0 | 0 | 0 | 0 | 0 | 0 | 0 | 0 | 0 | 0 | 0 | 0 | 0 | 0
refrigeration | April | peak | 0 | 0 | 0 | 0 | 0 | 0 | 0 | 0 | 0 | 0 | 0 | 0 | 0 | 0 | 0 | 0 | 0 | 0 | 0 | 0 | 0 | 0 | 0 | 0
refrigeration | May | peak | 0 | 0 | 0 | 0 | 0 | 0 | 0 | 0 | 0 | 0 | 0 | 0 | 0 | 0 | 0 | 0 | 0 | 0 | 0 | 0 | 0 | 0 | 0 | 0
refrigeration | June | peak | 0 | 0 | 0 | 0 | 0 | 0 | 0 | 0 | 0 | 0 | 0 | 0 | 0 | 0 | 0 | 0 | 0 | 0 | 0 | 0 | 0 | 0 | 0 | 0
refrigeration | July | peak | 0 | 0 | 0 | 0 | 0 | 0 | 0 | 0 | 0 | 0 | 0 | 0 | 0 | 0 | 0 | 0 | 0 | 0 | 0 | 0 | 0 | 0 | 0 | 0
refrigeration | August | peak | 0 | 0 | 0 | 0 | 0 | 0 | 0 | 0 | 0 | 0 | 0 | 0 | 0 | 0 | 0 | 0 | 0 | 0 | 0 | 0 | 0 | 0 | 0 | 0
refrigeration | September | peak | 0 | 0 | 0 | 0 | 0 | 0 | 0 | 0 | 0 | 0 | 0 | 0 | 0 | 0 | 0 | 0 | 0 | 0 | 0 | 0 | 0 | 0 | 0 | 0
refrigeration | October | peak | 0 | 0 | 0 | 0 | 0 | 0 | 0 | 0 | 0 | 0 | 0 | 0 | 0 | 0 | 0 | 0 | 0 | 0 | 0 | 0 | 0 | 0 | 0 | 0
refrigeration | November | peak | 0 | 0 | 0 | 0 | 0 | 0 | 0 | 0 | 0 | 0 | 0 | 0 | 0 | 0 | 0 | 0 | 0 | 0 | 0 | 0 | 0 | 0 | 0 | 0
refrigeration | December | peak | 0 | 0 | 0 | 0 | 0 | 0 | 0 | 0 | 0 | 0 | 0 | 0 | 0 | 0 | 0 | 0 | 0 | 0 | 0 | 0 | 0 | 0 | 0 | 0
refrigeration | January | weekend | 0 | 0 | 0 | 0 | 0 | 0 | 0 | 0 | 0 | 0 | 0 | 0 | 0 | 0 | 0 | 0 | 0 | 0 | 0 | 0 | 0 | 0 | 0 | 0
refrigeration | February | weekend | 0 | 0 | 0 | 0 | 0 | 0 | 0 | 0 | 0 | 0 | 0 | 0 | 0 | 0 | 0 | 0 | 0 | 0 | 0 | 0 | 0 | 0 | 0 | 0
refrigeration | March | weekend | 0 | 0 | 0 | 0 | 0 | 0 | 0 | 0 | 0 | 0 | 0 | 0 | 0 | 0 | 0 | 0 | 0 | 0 | 0 | 0 | 0 | 0 | 0 | 0
refrigeration | April | weekend | 0 | 0 | 0 | 0 | 0 | 0 | 0 | 0 | 0 | 0 | 0 | 0 | 0 | 0 | 0 | 0 | 0 | 0 | 0 | 0 | 0 | 0 | 0 | 0
refrigeration | May | weekend | 0 | 0 | 0 | 0 | 0 | 0 | 0 | 0 | 0 | 0 | 0 | 0 | 0 | 0 | 0 | 0 | 0 | 0 | 0 | 0 | 0 | 0 | 0 | 0
refrigeration | June | weekend | 0 | 0 | 0 | 0 | 0 | 0 | 0 | 0 | 0 | 0 | 0 | 0 | 0 | 0 | 0 | 0 | 0 | 0 | 0 | 0 | 0 | 0 | 0 | 0
refrigeration | July | weekend | 0 | 0 | 0 | 0 | 0 | 0 | 0 | 0 | 0 | 0 | 0 | 0 | 0 | 0 | 0 | 0 | 0 | 0 | 0 | 0 | 0 | 0 | 0 | 0
refrigeration | August | weekend | 0 | 0 | 0 | 0 | 0 | 0 | 0 | 0 | 0 | 0 | 0 | 0 | 0 | 0 | 0 | 0 | 0 | 0 | 0 | 0 | 0 | 0 | 0 | 0
refrigeration | September | weekend | 0 | 0 | 0 | 0 | 0 | 0 | 0 | 0 | 0 | 0 | 0 | 0 | 0 | 0 | 0 | 0 | 0 | 0 | 0 | 0 | 0 | 0 | 0 | 0
refrigeration | October | weekend | 0 | 0 | 0 | 0 | 0 | 0 | 0 | 0 | 0 | 0 | 0 | 0 | 0 | 0 | 0 | 0 | 0 | 0 | 0 | 0 | 0 | 0 | 0 | 0
refrigeration | November | weekend | 0 | 0 | 0 | 0 | 0 | 0 | 0 | 0 | 0 | 0 | 0 | 0 | 0 | 0 | 0 | 0 | 0 | 0 | 0 | 0 | 0 | 0 | 0 | 0
refrigeration | December | weekend | 0 | 0 | 0 | 0 | 0 | 0 | 0 | 0 | 0 | 0 | 0 | 0 | 0 | 0 | 0 | 0 | 0 | 0 | 0 | 0 | 0 | 0 | 0 | 0
space-heating | january | week | 0 | 0 | 0 | 0 | 0 | 0 | 0 | 0 | 0 | 0 | 0 | 0 | 0 | 0 | 0 | 0 | 0 | 0 | 0 | 0 | 0 | 0 | 0 | 0
space-heating | february | week | 0 | 0 | 0 | 0 | 0 | 0 | 0 | 0 | 0 | 0 | 0 | 0 | 0 | 0 | 0 | 0 | 0 | 0 | 0 | 0 | 0 | 0 | 0 | 0
space-heating | march | week | 0 | 0 | 0 | 0 | 0 | 0 | 0 | 0 | 0 | 0 | 0 | 0 | 0 | 0 | 0 | 0 | 0 | 0 | 0 | 0 | 0 | 0 | 0 | 0
space-heating | april | week | 0 | 0 | 0 | 0 | 0 | 0 | 0 | 0 | 0 | 0 | 0 | 0 | 0 | 0 | 0 | 0 | 0 | 0 | 0 | 0 | 0 | 0 | 0 | 0
space-heating | may | week | 0 | 0 | 0 | 0 | 0 | 0 | 0 | 0 | 0 | 0 | 0 | 0 | 0 | 0 | 0 | 0 | 0 | 0 | 0 | 0 | 0 | 0 | 0 | 0
space-heating | june | week | 0 | 0 | 0 | 0 | 0 | 0 | 0 | 0 | 0 | 0 | 0 | 0 | 0 | 0 | 0 | 0 | 0 | 0 | 0 | 0 | 0 | 0 | 0 | 0
space-heating | july | week | 0 | 0 | 0 | 0 | 0 | 0 | 0 | 0 | 0 | 0 | 0 | 0 | 0 | 0 | 0 | 0 | 0 | 0 | 0 | 0 | 0 | 0 | 0 | 0
space-heating | august | week | 0 | 0 | 0 | 0 | 0 | 0 | 0 | 0 | 0 | 0 | 0 | 0 | 0 | 0 | 0 | 0 | 0 | 0 | 0 | 0 | 0 | 0 | 0 | 0
space-heating | september | week | 0 | 0 | 0 | 0 | 0 | 0 | 0 | 0 | 0 | 0 | 0 | 0 | 0 | 0 | 0 | 0 | 0 | 0 | 0 | 0 | 0 | 0 | 0 | 0
space-heating | october | week | 0 | 0 | 0 | 0 | 0 | 0 | 0 | 0 | 0 | 0 | 0 | 0 | 0 | 0 | 0 | 0 | 0 | 0 | 0 | 0 | 0 | 0 | 0 | 0
space-heating | november | week | 0 | 0 | 0 | 0 | 0 | 0 | 0 | 0 | 0 | 0 | 0 | 0 | 0 | 0 | 0 | 0 | 0 | 0 | 0 | 0 | 0 | 0 | 0 | 0
space-heating | december | week | 0 | 0 | 0 | 0 | 0 | 0 | 0 | 0 | 0 | 0 | 0 | 0 | 0 | 0 | 0 | 0 | 0 | 0 | 0 | 0 | 0 | 0 | 0 | 0
space-heating | january | peak | 0 | 0 | 0 | 0 | 0 | 0 | 0 | 0 | 0 | 0 | 0 | 0 | 0 | 0 | 0 | 0 | 0 | 0 | 0 | 0 | 0 | 0 | 0 | 0
space-heating | february | peak | 0 | 0 | 0 | 0 | 0 | 0 | 0 | 0 | 0 | 0 | 0 | 0 | 0 | 0 | 0 | 0 | 0 | 0 | 0 | 0 | 0 | 0 | 0 | 0
space-heating | march | peak | 0 | 0 | 0 | 0 | 0 | 0 | 0 | 0 | 0 | 0 | 0 | 0 | 0 | 0 | 0 | 0 | 0 | 0 | 0 | 0 | 0 | 0 | 0 | 0
space-heating | april | peak | 0 | 0 | 0 | 0 | 0 | 0 | 0 | 0 | 0 | 0 | 0 | 0 | 0 | 0 | 0 | 0 | 0 | 0 | 0 | 0 | 0 | 0 | 0 | 0
space-heating | may | peak | 0 | 0 | 0 | 0 | 0 | 0 | 0 | 0 | 0 | 0 | 0 | 0 | 0 | 0 | 0 | 0 | 0 | 0 | 0 | 0 | 0 | 0 | 0 | 0
space-heating | june | peak | 0 | 0 | 0 | 0 | 0 | 0 | 0 | 0 | 0 | 0 | 0 | 0 | 0 | 0 | 0 | 0 | 0 | 0 | 0 | 0 | 0 | 0 | 0 | 0
space-heating | july | peak | 0 | 0 | 0 | 0 | 0 | 0 | 0 | 0 | 0 | 0 | 0 | 0 | 0 | 0 | 0 | 0 | 0 | 0 | 0 | 0 | 0 | 0 | 0 | 0
space-heating | august | peak | 0 | 0 | 0 | 0 | 0 | 0 | 0 | 0 | 0 | 0 | 0 | 0 | 0 | 0 | 0 | 0 | 0 | 0 | 0 | 0 | 0 | 0 | 0 | 0
space-heating | september | peak | 0 | 0 | 0 | 0 | 0 | 0 | 0 | 0 | 0 | 0 | 0 | 0 | 0 | 0 | 0 | 0 | 0 | 0 | 0 | 0 | 0 | 0 | 0 | 0
space-heating | october | peak | 0 | 0 | 0 | 0 | 0 | 0 | 0 | 0 | 0 | 0 | 0 | 0 | 0 | 0 | 0 | 0 | 0 | 0 | 0 | 0 | 0 | 0 | 0 | 0
space-heating | november | peak | 0 | 0 | 0 | 0 | 0 | 0 | 0 | 0 | 0 | 0 | 0 | 0 | 0 | 0 | 0 | 0 | 0 | 0 | 0 | 0 | 0 | 0 | 0 | 0
space-heating | december | peak | 0 | 0 | 0 | 0 | 0 | 0 | 0 | 0 | 0 | 0 | 0 | 0 | 0 | 0 | 0 | 0 | 0 | 0 | 0 | 0 | 0 | 0 | 0 | 0
space-heating | january | weekend | 0 | 0 | 0 | 0 | 0 | 0 | 0 | 0 | 0 | 0 | 0 | 0 | 0 | 0 | 0 | 0 | 0 | 0 | 0 | 0 | 0 | 0 | 0 | 0
space-heating | february | weekend | 0 | 0 | 0 | 0 | 0 | 0 | 0 | 0 | 0 | 0 | 0 | 0 | 0 | 0 | 0 | 0 | 0 | 0 | 0 | 0 | 0 | 0 | 0 | 0
space-heating | march | weekend | 0 | 0 | 0 | 0 | 0 | 0 | 0 | 0 | 0 | 0 | 0 | 0 | 0 | 0 | 0 | 0 | 0 | 0 | 0 | 0 | 0 | 0 | 0 | 0
space-heating | april | weekend | 0 | 0 | 0 | 0 | 0 | 0 | 0 | 0 | 0 | 0 | 0 | 0 | 0 | 0 | 0 | 0 | 0 | 0 | 0 | 0 | 0 | 0 | 0 | 0
space-heating | may | weekend | 0 | 0 | 0 | 0 | 0 | 0 | 0 | 0 | 0 | 0 | 0 | 0 | 0 | 0 | 0 | 0 | 0 | 0 | 0 | 0 | 0 | 0 | 0 | 0
space-heating | june | weekend | 0 | 0 | 0 | 0 | 0 | 0 | 0 | 0 | 0 | 0 | 0 | 0 | 0 | 0 | 0 | 0 | 0 | 0 | 0 | 0 | 0 | 0 | 0 | 0
space-heating | july | weekend | 0 | 0 | 0 | 0 | 0 | 0 | 0 | 0 | 0 | 0 | 0 | 0 | 0 | 0 | 0 | 0 | 0 | 0 | 0 | 0 | 0 | 0 | 0 | 0
space-heating | august | weekend | 0 | 0 | 0 | 0 | 0 | 0 | 0 | 0 | 0 | 0 | 0 | 0 | 0 | 0 | 0 | 0 | 0 | 0 | 0 | 0 | 0 | 0 | 0 | 0
space-heating | september | weekend | 0 | 0 | 0 | 0 | 0 | 0 | 0 | 0 | 0 | 0 | 0 | 0 | 0 | 0 | 0 | 0 | 0 | 0 | 0 | 0 | 0 | 0 | 0 | 0
space-heating | october | weekend | 0 | 0 | 0 | 0 | 0 | 0 | 0 | 0 | 0 | 0 | 0 | 0 | 0 | 0 | 0 | 0 | 0 | 0 | 0 | 0 | 0 | 0 | 0 | 0
space-heating | november | weekend | 0 | 0 | 0 | 0 | 0 | 0 | 0 | 0 | 0 | 0 | 0 | 0 | 0 | 0 | 0 | 0 | 0 | 0 | 0 | 0 | 0 | 0 | 0 | 0
space-heating | december | weekend | 0 | 0 | 0 | 0 | 0 | 0 | 0 | 0 | 0 | 0 | 0 | 0 | 0 | 0 | 0 | 0 | 0 | 0 | 0 | 0 | 0 | 0 | 0 | 0
water-heating | january | week | 0 | 0 | 0 | 0 | 0 | 0 | 0 | 0 | 0 | 0 | 0 | 0 | 0 | 0 | 0 | 0 | 0 | 0 | 0 | 0 | 0 | 0 | 0 | 0
water-heating | february | week | 0 | 0 | 0 | 0 | 0 | 0 | 0 | 0 | 0 | 0 | 0 | 0 | 0 | 0 | 0 | 0 | 0 | 0 | 0 | 0 | 0 | 0 | 0 | 0
water-heating | march | week | 0 | 0 | 0 | 0 | 0 | 0 | 0 | 0 | 0 | 0 | 0 | 0 | 0 | 0 | 0 | 0 | 0 | 0 | 0 | 0 | 0 | 0 | 0 | 0
water-heating | april | week | 0 | 0 | 0 | 0 | 0 | 0 | 0 | 0 | 0 | 0 | 0 | 0 | 0 | 0 | 0 | 0 | 0 | 0 | 0 | 0 | 0 | 0 | 0 | 0
water-heating | may | week | 0 | 0 | 0 | 0 | 0 | 0 | 0 | 0 | 0 | 0 | 0 | 0 | 0 | 0 | 0 | 0 | 0 | 0 | 0 | 0 | 0 | 0 | 0 | 0
water-heating | june | week | 0 | 0 | 0 | 0 | 0 | 0 | 0 | 0 | 0 | 0 | 0 | 0 | 0 | 0 | 0 | 0 | 0 | 0 | 0 | 0 | 0 | 0 | 0 | 0
water-heating | july | week | 0 | 0 | 0 | 0 | 0 | 0 | 0 | 0 | 0 | 0 | 0 | 0 | 0 | 0 | 0 | 0 | 0 | 0 | 0 | 0 | 0 | 0 | 0 | 0
water-heating | august | week | 0 | 0 | 0 | 0 | 0 | 0 | 0 | 0 | 0 | 0 | 0 | 0 | 0 | 0 | 0 | 0 | 0 | 0 | 0 | 0 | 0 | 0 | 0 | 0
water-heating | september | week | 0 | 0 | 0 | 0 | 0 | 0 | 0 | 0 | 0 | 0 | 0 | 0 | 0 | 0 | 0 | 0 | 0 | 0 | 0 | 0 | 0 | 0 | 0 | 0
water-heating | october | week | 0 | 0 | 0 | 0 | 0 | 0 | 0 | 0 | 0 | 0 | 0 | 0 | 0 | 0 | 0 | 0 | 0 | 0 | 0 | 0 | 0 | 0 | 0 | 0
water-heating | november | week | 0 | 0 | 0 | 0 | 0 | 0 | 0 | 0 | 0 | 0 | 0 | 0 | 0 | 0 | 0 | 0 | 0 | 0 | 0 | 0 | 0 | 0 | 0 | 0
water-heating | december | week | 0 | 0 | 0 | 0 | 0 | 0 | 0 | 0 | 0 | 0 | 0 | 0 | 0 | 0 | 0 | 0 | 0 | 0 | 0 | 0 | 0 | 0 | 0 | 0
water-heating | january | peak | 0 | 0 | 0 | 0 | 0 | 0 | 0 | 0 | 0 | 0 | 0 | 0 | 0 | 0 | 0 | 0 | 0 | 0 | 0 | 0 | 0 | 0 | 0 | 0
water-heating | february | peak | 0 | 0 | 0 | 0 | 0 | 0 | 0 | 0 | 0 | 0 | 0 | 0 | 0 | 0 | 0 | 0 | 0 | 0 | 0 | 0 | 0 | 0 | 0 | 0
water-heating | march | peak | 0 | 0 | 0 | 0 | 0 | 0 | 0 | 0 | 0 | 0 | 0 | 0 | 0 | 0 | 0 | 0 | 0 | 0 | 0 | 0 | 0 | 0 | 0 | 0
water-heating | april | peak | 0 | 0 | 0 | 0 | 0 | 0 | 0 | 0 | 0 | 0 | 0 | 0 | 0 | 0 | 0 | 0 | 0 | 0 | 0 | 0 | 0 | 0 | 0 | 0
water-heating | may | peak | 0 | 0 | 0 | 0 | 0 | 0 | 0 | 0 | 0 | 0 | 0 | 0 | 0 | 0 | 0 | 0 | 0 | 0 | 0 | 0 | 0 | 0 | 0 | 0
water-heating | june | peak | 0 | 0 | 0 | 0 | 0 | 0 | 0 | 0 | 0 | 0 | 0 | 0 | 0 | 0 | 0 | 0 | 0 | 0 | 0 | 0 | 0 | 0 | 0 | 0
water-heating | july | peak | 0 | 0 | 0 | 0 | 0 | 0 | 0 | 0 | 0 | 0 | 0 | 0 | 0 | 0 | 0 | 0 | 0 | 0 | 0 | 0 | 0 | 0 | 0 | 0
water-heating | august | peak | 0 | 0 | 0 | 0 | 0 | 0 | 0 | 0 | 0 | 0 | 0 | 0 | 0 | 0 | 0 | 0 | 0 | 0 | 0 | 0 | 0 | 0 | 0 | 0
water-heating | september | peak | 0 | 0 | 0 | 0 | 0 | 0 | 0 | 0 | 0 | 0 | 0 | 0 | 0 | 0 | 0 | 0 | 0 | 0 | 0 | 0 | 0 | 0 | 0 | 0
water-heating | october | peak | 0 | 0 | 0 | 0 | 0 | 0 | 0 | 0 | 0 | 0 | 0 | 0 | 0 | 0 | 0 | 0 | 0 | 0 | 0 | 0 | 0 | 0 | 0 | 0
water-heating | november | peak | 0 | 0 | 0 | 0 | 0 | 0 | 0 | 0 | 0 | 0 | 0 | 0 | 0 | 0 | 0 | 0 | 0 | 0 | 0 | 0 | 0 | 0 | 0 | 0
water-heating | december | peak | 0 | 0 | 0 | 0 | 0 | 0 | 0 | 0 | 0 | 0 | 0 | 0 | 0 | 0 | 0 | 0 | 0 | 0 | 0 | 0 | 0 | 0 | 0 | 0
water-heating | january | weekend | 0 | 0 | 0 | 0 | 0 | 0 | 0 | 0 | 0 | 0 | 0 | 0 | 0 | 0 | 0 | 0 | 0 | 0 | 0 | 0 | 0 | 0 | 0 | 0
water-heating | february | weekend | 0 | 0 | 0 | 0 | 0 | 0 | 0 | 0 | 0 | 0 | 0 | 0 | 0 | 0 | 0 | 0 | 0 | 0 | 0 | 0 | 0 | 0 | 0 | 0
water-heating | march | weekend | 0 | 0 | 0 | 0 | 0 | 0 | 0 | 0 | 0 | 0 | 0 | 0 | 0 | 0 | 0 | 0 | 0 | 0 | 0 | 0 | 0 | 0 | 0 | 0
water-heating | april | weekend | 0 | 0 | 0 | 0 | 0 | 0 | 0 | 0 | 0 | 0 | 0 | 0 | 0 | 0 | 0 | 0 | 0 | 0 | 0 | 0 | 0 | 0 | 0 | 0
water-heating | may | weekend | 0 | 0 | 0 | 0 | 0 | 0 | 0 | 0 | 0 | 0 | 0 | 0 | 0 | 0 | 0 | 0 | 0 | 0 | 0 | 0 | 0 | 0 | 0 | 0
water-heating | june | weekend | 0 | 0 | 0 | 0 | 0 | 0 | 0 | 0 | 0 | 0 | 0 | 0 | 0 | 0 | 0 | 0 | 0 | 0 | 0 | 0 | 0 | 0 | 0 | 0
water-heating | july | weekend | 0 | 0 | 0 | 0 | 0 | 0 | 0 | 0 | 0 | 0 | 0 | 0 | 0 | 0 | 0 | 0 | 0 | 0 | 0 | 0 | 0 | 0 | 0 | 0
water-heating | august | weekend | 0 | 0 | 0 | 0 | 0 | 0 | 0 | 0 | 0 | 0 | 0 | 0 | 0 | 0 | 0 | 0 | 0 | 0 | 0 | 0 | 0 | 0 | 0 | 0
water-heating | september | weekend | 0 | 0 | 0 | 0 | 0 | 0 | 0 | 0 | 0 | 0 | 0 | 0 | 0 | 0 | 0 | 0 | 0 | 0 | 0 | 0 | 0 | 0 | 0 | 0
water-heating | october | weekend | 0 | 0 | 0 | 0 | 0 | 0 | 0 | 0 | 0 | 0 | 0 | 0 | 0 | 0 | 0 | 0 | 0 | 0 | 0 | 0 | 0 | 0 | 0 | 0
water-heating | november | weekend | 0 | 0 | 0 | 0 | 0 | 0 | 0 | 0 | 0 | 0 | 0 | 0 | 0 | 0 | 0 | 0 | 0 | 0 | 0 | 0 | 0 | 0 | 0 | 0
water-heating | december | weekend | 0 | 0 | 0 | 0 | 0 | 0 | 0 | 0 | 0 | 0 | 0 | 0 | 0 | 0 | 0 | 0 | 0 | 0 | 0 | 0 | 0 | 0 | 0 | 0
naturalgas-only | january | week | 0 | 0 | 0 | 0 | 0 | 0 | 0 | 0 | 0 | 0 | 0 | 0 | 0 | 0 | 0 | 0 | 0 | 0 | 0 | 0 | 0 | 0 | 0 | 0
naturalgas-only | february | week | 0 | 0 | 0 | 0 | 0 | 0 | 0 | 0 | 0 | 0 | 0 | 0 | 0 | 0 | 0 | 0 | 0 | 0 | 0 | 0 | 0 | 0 | 0 | 0
naturalgas-only | march | week | 0 | 0 | 0 | 0 | 0 | 0 | 0 | 0 | 0 | 0 | 0 | 0 | 0 | 0 | 0 | 0 | 0 | 0 | 0 | 0 | 0 | 0 | 0 | 0
naturalgas-only | april | week | 0 | 0 | 0 | 0 | 0 | 0 | 0 | 0 | 0 | 0 | 0 | 0 | 0 | 0 | 0 | 0 | 0 | 0 | 0 | 0 | 0 | 0 | 0 | 0
naturalgas-only | may | week | 0 | 0 | 0 | 0 | 0 | 0 | 0 | 0 | 0 | 0 | 0 | 0 | 0 | 0 | 0 | 0 | 0 | 0 | 0 | 0 | 0 | 0 | 0 | 0
naturalgas-only | june | week | 0 | 0 | 0 | 0 | 0 | 0 | 0 | 0 | 0 | 0 | 0 | 0 | 0 | 0 | 0 | 0 | 0 | 0 | 0 | 0 | 0 | 0 | 0 | 0
naturalgas-only | july | week | 0 | 0 | 0 | 0 | 0 | 0 | 0 | 0 | 0 | 0 | 0 | 0 | 0 | 0 | 0 | 0 | 0 | 0 | 0 | 0 | 0 | 0 | 0 | 0
naturalgas-only | august | week | 0 | 0 | 0 | 0 | 0 | 0 | 0 | 0 | 0 | 0 | 0 | 0 | 0 | 0 | 0 | 0 | 0 | 0 | 0 | 0 | 0 | 0 | 0 | 0
naturalgas-only | september | week | 0 | 0 | 0 | 0 | 0 | 0 | 0 | 0 | 0 | 0 | 0 | 0 | 0 | 0 | 0 | 0 | 0 | 0 | 0 | 0 | 0 | 0 | 0 | 0
naturalgas-only | october | week | 0 | 0 | 0 | 0 | 0 | 0 | 0 | 0 | 0 | 0 | 0 | 0 | 0 | 0 | 0 | 0 | 0 | 0 | 0 | 0 | 0 | 0 | 0 | 0
naturalgas-only | november | week | 0 | 0 | 0 | 0 | 0 | 0 | 0 | 0 | 0 | 0 | 0 | 0 | 0 | 0 | 0 | 0 | 0 | 0 | 0 | 0 | 0 | 0 | 0 | 0
naturalgas-only | december | week | 0 | 0 | 0 | 0 | 0 | 0 | 0 | 0 | 0 | 0 | 0 | 0 | 0 | 0 | 0 | 0 | 0 | 0 | 0 | 0 | 0 | 0 | 0 | 0
naturalgas-only | january | peak | 0 | 0 | 0 | 0 | 0 | 0 | 0 | 0 | 0 | 0 | 0 | 0 | 0 | 0 | 0 | 0 | 0 | 0 | 0 | 0 | 0 | 0 | 0 | 0
naturalgas-only | february | peak | 0 | 0 | 0 | 0 | 0 | 0 | 0 | 0 | 0 | 0 | 0 | 0 | 0 | 0 | 0 | 0 | 0 | 0 | 0 | 0 | 0 | 0 | 0 | 0
naturalgas-only | march | peak | 0 | 0 | 0 | 0 | 0 | 0 | 0 | 0 | 0 | 0 | 0 | 0 | 0 | 0 | 0 | 0 | 0 | 0 | 0 | 0 | 0 | 0 | 0 | 0
naturalgas-only | april | peak | 0 | 0 | 0 | 0 | 0 | 0 | 0 | 0 | 0 | 0 | 0 | 0 | 0 | 0 | 0 | 0 | 0 | 0 | 0 | 0 | 0 | 0 | 0 | 0
naturalgas-only | may | peak | 0 | 0 | 0 | 0 | 0 | 0 | 0 | 0 | 0 | 0 | 0 | 0 | 0 | 0 | 0 | 0 | 0 | 0 | 0 | 0 | 0 | 0 | 0 | 0
naturalgas-only | june | peak | 0 | 0 | 0 | 0 | 0 | 0 | 0 | 0 | 0 | 0 | 0 | 0 | 0 | 0 | 0 | 0 | 0 | 0 | 0 | 0 | 0 | 0 | 0 | 0
naturalgas-only | july | peak | 0 | 0 | 0 | 0 | 0 | 0 | 0 | 0 | 0 | 0 | 0 | 0 | 0 | 0 | 0 | 0 | 0 | 0 | 0 | 0 | 0 | 0 | 0 | 0
naturalgas-only | august | peak | 0 | 0 | 0 | 0 | 0 | 0 | 0 | 0 | 0 | 0 | 0 | 0 | 0 | 0 | 0 | 0 | 0 | 0 | 0 | 0 | 0 | 0 | 0 | 0
naturalgas-only | september | peak | 0 | 0 | 0 | 0 | 0 | 0 | 0 | 0 | 0 | 0 | 0 | 0 | 0 | 0 | 0 | 0 | 0 | 0 | 0 | 0 | 0 | 0 | 0 | 0
naturalgas-only | october | peak | 0 | 0 | 0 | 0 | 0 | 0 | 0 | 0 | 0 | 0 | 0 | 0 | 0 | 0 | 0 | 0 | 0 | 0 | 0 | 0 | 0 | 0 | 0 | 0
naturalgas-only | november | peak | 0 | 0 | 0 | 0 | 0 | 0 | 0 | 0 | 0 | 0 | 0 | 0 | 0 | 0 | 0 | 0 | 0 | 0 | 0 | 0 | 0 | 0 | 0 | 0
naturalgas-only | december | peak | 0 | 0 | 0 | 0 | 0 | 0 | 0 | 0 | 0 | 0 | 0 | 0 | 0 | 0 | 0 | 0 | 0 | 0 | 0 | 0 | 0 | 0 | 0 | 0
naturalgas-only | january | weekend | 0 | 0 | 0 | 0 | 0 | 0 | 0 | 0 | 0 | 0 | 0 | 0 | 0 | 0 | 0 | 0 | 0 | 0 | 0 | 0 | 0 | 0 | 0 | 0
naturalgas-only | february | weekend | 0 | 0 | 0 | 0 | 0 | 0 | 0 | 0 | 0 | 0 | 0 | 0 | 0 | 0 | 0 | 0 | 0 | 0 | 0 | 0 | 0 | 0 | 0 | 0
naturalgas-only | march | weekend | 0 | 0 | 0 | 0 | 0 | 0 | 0 | 0 | 0 | 0 | 0 | 0 | 0 | 0 | 0 | 0 | 0 | 0 | 0 | 0 | 0 | 0 | 0 | 0
naturalgas-only | april | weekend | 0 | 0 | 0 | 0 | 0 | 0 | 0 | 0 | 0 | 0 | 0 | 0 | 0 | 0 | 0 | 0 | 0 | 0 | 0 | 0 | 0 | 0 | 0 | 0
naturalgas-only | may | weekend | 0 | 0 | 0 | 0 | 0 | 0 | 0 | 0 | 0 | 0 | 0 | 0 | 0 | 0 | 0 | 0 | 0 | 0 | 0 | 0 | 0 | 0 | 0 | 0
naturalgas-only | june | weekend | 0 | 0 | 0 | 0 | 0 | 0 | 0 | 0 | 0 | 0 | 0 | 0 | 0 | 0 | 0 | 0 | 0 | 0 | 0 | 0 | 0 | 0 | 0 | 0
naturalgas-only | july | weekend | 0 | 0 | 0 | 0 | 0 | 0 | 0 | 0 | 0 | 0 | 0 | 0 | 0 | 0 | 0 | 0 | 0 | 0 | 0 | 0 | 0 | 0 | 0 | 0
naturalgas-only | august | weekend | 0 | 0 | 0 | 0 | 0 | 0 | 0 | 0 | 0 | 0 | 0 | 0 | 0 | 0 | 0 | 0 | 0 | 0 | 0 | 0 | 0 | 0 | 0 | 0
naturalgas-only | september | weekend | 0 | 0 | 0 | 0 | 0 | 0 | 0 | 0 | 0 | 0 | 0 | 0 | 0 | 0 | 0 | 0 | 0 | 0 | 0 | 0 | 0 | 0 | 0 | 0
naturalgas-only | october | weekend | 0 | 0 | 0 | 0 | 0 | 0 | 0 | 0 | 0 | 0 | 0 | 0 | 0 | 0 | 0 | 0 | 0 | 0 | 0 | 0 | 0 | 0 | 0 | 0
naturalgas-only | november | weekend | 0 | 0 | 0 | 0 | 0 | 0 | 0 | 0 | 0 | 0 | 0 | 0 | 0 | 0 | 0 | 0 | 0 | 0 | 0 | 0 | 0 | 0 | 0 | 0
naturalgas-only | december | weekend | 0 | 0 | 0 | 0 | 0 | 0 | 0 | 0 | 0 | 0 | 0 | 0 | 0 | 0 | 0 | 0 | 0 | 0 | 0 | 0 | 0 | 0 | 0 | 0

## LoadInput_N3_P
|  |  | 1 | 2 | 3 | 4 | 5 | 6 | 7 | 8 | 9 | 10 | 11 | 12 | 13 | 14 | 15 | 16 | 17 | 18 | 19 | 20 | 21 | 22 | 23 | 24
electricity-only | january | week | 0 | 0 | 0 | 0 | 0 | 0 | 0 | 0 | 0 | 0 | 0 | 0 | 0 | 0 | 0 | 0 | 0 | 0 | 0 | 0 | 0 | 0 | 0 | 0
electricity-only | february | week | 0 | 0 | 0 | 0 | 0 | 0 | 0 | 0 | 0 | 0 | 0 | 0 | 0 | 0 | 0 | 0 | 0 | 0 | 0 | 0 | 0 | 0 | 0 | 0
electricity-only | march | week | 0 | 0 | 0 | 0 | 0 | 0 | 0 | 0 | 0 | 0 | 0 | 0 | 0 | 0 | 0 | 0 | 0 | 0 | 0 | 0 | 0 | 0 | 0 | 0
electricity-only | april | week | 0 | 0 | 0 | 0 | 0 | 0 | 0 | 0 | 0 | 0 | 0 | 0 | 0 | 0 | 0 | 0 | 0 | 0 | 0 | 0 | 0 | 0 | 0 | 0
electricity-only | may | week | 0 | 0 | 0 | 0 | 0 | 0 | 0 | 0 | 0 | 0 | 0 | 0 | 0 | 0 | 0 | 0 | 0 | 0 | 0 | 0 | 0 | 0 | 0 | 0
electricity-only | june | week | 0 | 0 | 0 | 0 | 0 | 0 | 0 | 0 | 0 | 0 | 0 | 0 | 0 | 0 | 0 | 0 | 0 | 0 | 0 | 0 | 0 | 0 | 0 | 0
electricity-only | july | week | 0 | 0 | 0 | 0 | 0 | 0 | 0 | 0 | 0 | 0 | 0 | 0 | 0 | 0 | 0 | 0 | 0 | 0 | 0 | 0 | 0 | 0 | 0 | 0
electricity-only | august | week | 0 | 0 | 0 | 0 | 0 | 0 | 0 | 0 | 0 | 0 | 0 | 0 | 0 | 0 | 0 | 0 | 0 | 0 | 0 | 0 | 0 | 0 | 0 | 0
electricity-only | september | week | 0 | 0 | 0 | 0 | 0 | 0 | 0 | 0 | 0 | 0 | 0 | 0 | 0 | 0 | 0 | 0 | 0 | 0 | 0 | 0 | 0 | 0 | 0 | 0
electricity-only | october | week | 0 | 0 | 0 | 0 | 0 | 0 | 0 | 0 | 0 | 0 | 0 | 0 | 0 | 0 | 0 | 0 | 0 | 0 | 0 | 0 | 0 | 0 | 0 | 0
electricity-only | november | week | 0 | 0 | 0 | 0 | 0 | 0 | 0 | 0 | 0 | 0 | 0 | 0 | 0 | 0 | 0 | 0 | 0 | 0 | 0 | 0 | 0 | 0 | 0 | 0
electricity-only | december | week | 0 | 0 | 0 | 0 | 0 | 0 | 0 | 0 | 0 | 0 | 0 | 0 | 0 | 0 | 0 | 0 | 0 | 0 | 0 | 0 | 0 | 0 | 0 | 0
electricity-only | january | peak | 0 | 0 | 0 | 0 | 0 | 0 | 0 | 0 | 0 | 0 | 0 | 0 | 0 | 0 | 0 | 0 | 0 | 0 | 0 | 0 | 0 | 0 | 0 | 0
electricity-only | february | peak | 0 | 0 | 0 | 0 | 0 | 0 | 0 | 0 | 0 | 0 | 0 | 0 | 0 | 0 | 0 | 0 | 0 | 0 | 0 | 0 | 0 | 0 | 0 | 0
electricity-only | march | peak | 0 | 0 | 0 | 0 | 0 | 0 | 0 | 0 | 0 | 0 | 0 | 0 | 0 | 0 | 0 | 0 | 0 | 0 | 0 | 0 | 0 | 0 | 0 | 0
electricity-only | april | peak | 0 | 0 | 0 | 0 | 0 | 0 | 0 | 0 | 0 | 0 | 0 | 0 | 0 | 0 | 0 | 0 | 0 | 0 | 0 | 0 | 0 | 0 | 0 | 0
electricity-only | may | peak | 0 | 0 | 0 | 0 | 0 | 0 | 0 | 0 | 0 | 0 | 0 | 0 | 0 | 0 | 0 | 0 | 0 | 0 | 0 | 0 | 0 | 0 | 0 | 0
electricity-only | june | peak | 0 | 0 | 0 | 0 | 0 | 0 | 0 | 0 | 0 | 0 | 0 | 0 | 0 | 0 | 0 | 0 | 0 | 0 | 0 | 0 | 0 | 0 | 0 | 0
electricity-only | july | peak | 0 | 0 | 0 | 0 | 0 | 0 | 0 | 0 | 0 | 0 | 0 | 0 | 0 | 0 | 0 | 0 | 0 | 0 | 0 | 0 | 0 | 0 | 0 | 0
electricity-only | august | peak | 0 | 0 | 0 | 0 | 0 | 0 | 0 | 0 | 0 | 0 | 0 | 0 | 0 | 0 | 0 | 0 | 0 | 0 | 0 | 0 | 0 | 0 | 0 | 0
electricity-only | september | peak | 0 | 0 | 0 | 0 | 0 | 0 | 0 | 0 | 0 | 0 | 0 | 0 | 0 | 0 | 0 | 0 | 0 | 0 | 0 | 0 | 0 | 0 | 0 | 0
electricity-only | october | peak | 0 | 0 | 0 | 0 | 0 | 0 | 0 | 0 | 0 | 0 | 0 | 0 | 0 | 0 | 0 | 0 | 0 | 0 | 0 | 0 | 0 | 0 | 0 | 0
electricity-only | november | peak | 0 | 0 | 0 | 0 | 0 | 0 | 0 | 0 | 0 | 0 | 0 | 0 | 0 | 0 | 0 | 0 | 0 | 0 | 0 | 0 | 0 | 0 | 0 | 0
electricity-only | december | peak | 0 | 0 | 0 | 0 | 0 | 0 | 0 | 0 | 0 | 0 | 0 | 0 | 0 | 0 | 0 | 0 | 0 | 0 | 0 | 0 | 0 | 0 | 0 | 0
electricity-only | january | weekend | 0 | 0 | 0 | 0 | 0 | 0 | 0 | 0 | 0 | 0 | 0 | 0 | 0 | 0 | 0 | 0 | 0 | 0 | 0 | 0 | 0 | 0 | 0 | 0
electricity-only | february | weekend | 0 | 0 | 0 | 0 | 0 | 0 | 0 | 0 | 0 | 0 | 0 | 0 | 0 | 0 | 0 | 0 | 0 | 0 | 0 | 0 | 0 | 0 | 0 | 0
electricity-only | march | weekend | 0 | 0 | 0 | 0 | 0 | 0 | 0 | 0 | 0 | 0 | 0 | 0 | 0 | 0 | 0 | 0 | 0 | 0 | 0 | 0 | 0 | 0 | 0 | 0
electricity-only | april | weekend | 0 | 0 | 0 | 0 | 0 | 0 | 0 | 0 | 0 | 0 | 0 | 0 | 0 | 0 | 0 | 0 | 0 | 0 | 0 | 0 | 0 | 0 | 0 | 0
electricity-only | may | weekend | 0 | 0 | 0 | 0 | 0 | 0 | 0 | 0 | 0 | 0 | 0 | 0 | 0 | 0 | 0 | 0 | 0 | 0 | 0 | 0 | 0 | 0 | 0 | 0
electricity-only | june | weekend | 0 | 0 | 0 | 0 | 0 | 0 | 0 | 0 | 0 | 0 | 0 | 0 | 0 | 0 | 0 | 0 | 0 | 0 | 0 | 0 | 0 | 0 | 0 | 0
electricity-only | july | weekend | 0 | 0 | 0 | 0 | 0 | 0 | 0 | 0 | 0 | 0 | 0 | 0 | 0 | 0 | 0 | 0 | 0 | 0 | 0 | 0 | 0 | 0 | 0 | 0
electricity-only | august | weekend | 0 | 0 | 0 | 0 | 0 | 0 | 0 | 0 | 0 | 0 | 0 | 0 | 0 | 0 | 0 | 0 | 0 | 0 | 0 | 0 | 0 | 0 | 0 | 0
electricity-only | september | weekend | 0 | 0 | 0 | 0 | 0 | 0 | 0 | 0 | 0 | 0 | 0 | 0 | 0 | 0 | 0 | 0 | 0 | 0 | 0 | 0 | 0 | 0 | 0 | 0
electricity-only | october | weekend | 0 | 0 | 0 | 0 | 0 | 0 | 0 | 0 | 0 | 0 | 0 | 0 | 0 | 0 | 0 | 0 | 0 | 0 | 0 | 0 | 0 | 0 | 0 | 0
electricity-only | november | weekend | 0 | 0 | 0 | 0 | 0 | 0 | 0 | 0 | 0 | 0 | 0 | 0 | 0 | 0 | 0 | 0 | 0 | 0 | 0 | 0 | 0 | 0 | 0 | 0
electricity-only | december | weekend | 0 | 0 | 0 | 0 | 0 | 0 | 0 | 0 | 0 | 0 | 0 | 0 | 0 | 0 | 0 | 0 | 0 | 0 | 0 | 0 | 0 | 0 | 0 | 0
cooling | january | week | 0 | 0 | 0 | 0 | 0 | 0 | 0 | 0 | 0 | 0 | 0 | 0 | 0 | 0 | 0 | 0 | 0 | 0 | 0 | 0 | 0 | 0 | 0 | 0
cooling | february | week | 0 | 0 | 0 | 0 | 0 | 0 | 0 | 0 | 0 | 0 | 0 | 0 | 0 | 0 | 0 | 0 | 0 | 0 | 0 | 0 | 0 | 0 | 0 | 0
cooling | march | week | 0 | 0 | 0 | 0 | 0 | 0 | 0 | 0 | 0 | 0 | 0 | 0 | 0 | 0 | 0 | 0 | 0 | 0 | 0 | 0 | 0 | 0 | 0 | 0
cooling | april | week | 0 | 0 | 0 | 0 | 0 | 0 | 0 | 0 | 0 | 0 | 0 | 0 | 0 | 0 | 0 | 0 | 0 | 0 | 0 | 0 | 0 | 0 | 0 | 0
cooling | may | week | 0 | 0 | 0 | 0 | 0 | 0 | 0 | 0 | 0 | 0 | 0 | 0 | 0 | 0 | 0 | 0 | 0 | 0 | 0 | 0 | 0 | 0 | 0 | 0
cooling | june | week | 0 | 0 | 0 | 0 | 0 | 0 | 0 | 0 | 0 | 0 | 0 | 0 | 0 | 0 | 0 | 0 | 0 | 0 | 0 | 0 | 0 | 0 | 0 | 0
cooling | july | week | 0 | 0 | 0 | 0 | 0 | 0 | 0 | 0 | 0 | 0 | 0 | 0 | 0 | 0 | 0 | 0 | 0 | 0 | 0 | 0 | 0 | 0 | 0 | 0
cooling | august | week | 0 | 0 | 0 | 0 | 0 | 0 | 0 | 0 | 0 | 0 | 0 | 0 | 0 | 0 | 0 | 0 | 0 | 0 | 0 | 0 | 0 | 0 | 0 | 0
cooling | september | week | 0 | 0 | 0 | 0 | 0 | 0 | 0 | 0 | 0 | 0 | 0 | 0 | 0 | 0 | 0 | 0 | 0 | 0 | 0 | 0 | 0 | 0 | 0 | 0
cooling | october | week | 0 | 0 | 0 | 0 | 0 | 0 | 0 | 0 | 0 | 0 | 0 | 0 | 0 | 0 | 0 | 0 | 0 | 0 | 0 | 0 | 0 | 0 | 0 | 0
cooling | november | week | 0 | 0 | 0 | 0 | 0 | 0 | 0 | 0 | 0 | 0 | 0 | 0 | 0 | 0 | 0 | 0 | 0 | 0 | 0 | 0 | 0 | 0 | 0 | 0
cooling | december | week | 0 | 0 | 0 | 0 | 0 | 0 | 0 | 0 | 0 | 0 | 0 | 0 | 0 | 0 | 0 | 0 | 0 | 0 | 0 | 0 | 0 | 0 | 0 | 0
cooling | january | peak | 0 | 0 | 0 | 0 | 0 | 0 | 0 | 0 | 0 | 0 | 0 | 0 | 0 | 0 | 0 | 0 | 0 | 0 | 0 | 0 | 0 | 0 | 0 | 0
cooling | february | peak | 0 | 0 | 0 | 0 | 0 | 0 | 0 | 0 | 0 | 0 | 0 | 0 | 0 | 0 | 0 | 0 | 0 | 0 | 0 | 0 | 0 | 0 | 0 | 0
cooling | march | peak | 0 | 0 | 0 | 0 | 0 | 0 | 0 | 0 | 0 | 0 | 0 | 0 | 0 | 0 | 0 | 0 | 0 | 0 | 0 | 0 | 0 | 0 | 0 | 0
cooling | april | peak | 0 | 0 | 0 | 0 | 0 | 0 | 0 | 0 | 0 | 0 | 0 | 0 | 0 | 0 | 0 | 0 | 0 | 0 | 0 | 0 | 0 | 0 | 0 | 0
cooling | may | peak | 0 | 0 | 0 | 0 | 0 | 0 | 0 | 0 | 0 | 0 | 0 | 0 | 0 | 0 | 0 | 0 | 0 | 0 | 0 | 0 | 0 | 0 | 0 | 0
cooling | june | peak | 0 | 0 | 0 | 0 | 0 | 0 | 0 | 0 | 0 | 0 | 0 | 0 | 0 | 0 | 0 | 0 | 0 | 0 | 0 | 0 | 0 | 0 | 0 | 0
cooling | july | peak | 0 | 0 | 0 | 0 | 0 | 0 | 0 | 0 | 0 | 0 | 0 | 0 | 0 | 0 | 0 | 0 | 0 | 0 | 0 | 0 | 0 | 0 | 0 | 0
cooling | august | peak | 0 | 0 | 0 | 0 | 0 | 0 | 0 | 0 | 0 | 0 | 0 | 0 | 0 | 0 | 0 | 0 | 0 | 0 | 0 | 0 | 0 | 0 | 0 | 0
cooling | september | peak | 0 | 0 | 0 | 0 | 0 | 0 | 0 | 0 | 0 | 0 | 0 | 0 | 0 | 0 | 0 | 0 | 0 | 0 | 0 | 0 | 0 | 0 | 0 | 0
cooling | october | peak | 0 | 0 | 0 | 0 | 0 | 0 | 0 | 0 | 0 | 0 | 0 | 0 | 0 | 0 | 0 | 0 | 0 | 0 | 0 | 0 | 0 | 0 | 0 | 0
cooling | november | peak | 0 | 0 | 0 | 0 | 0 | 0 | 0 | 0 | 0 | 0 | 0 | 0 | 0 | 0 | 0 | 0 | 0 | 0 | 0 | 0 | 0 | 0 | 0 | 0
cooling | december | peak | 0 | 0 | 0 | 0 | 0 | 0 | 0 | 0 | 0 | 0 | 0 | 0 | 0 | 0 | 0 | 0 | 0 | 0 | 0 | 0 | 0 | 0 | 0 | 0
cooling | january | weekend | 0 | 0 | 0 | 0 | 0 | 0 | 0 | 0 | 0 | 0 | 0 | 0 | 0 | 0 | 0 | 0 | 0 | 0 | 0 | 0 | 0 | 0 | 0 | 0
cooling | february | weekend | 0 | 0 | 0 | 0 | 0 | 0 | 0 | 0 | 0 | 0 | 0 | 0 | 0 | 0 | 0 | 0 | 0 | 0 | 0 | 0 | 0 | 0 | 0 | 0
cooling | march | weekend | 0 | 0 | 0 | 0 | 0 | 0 | 0 | 0 | 0 | 0 | 0 | 0 | 0 | 0 | 0 | 0 | 0 | 0 | 0 | 0 | 0 | 0 | 0 | 0
cooling | april | weekend | 0 | 0 | 0 | 0 | 0 | 0 | 0 | 0 | 0 | 0 | 0 | 0 | 0 | 0 | 0 | 0 | 0 | 0 | 0 | 0 | 0 | 0 | 0 | 0
cooling | may | weekend | 0 | 0 | 0 | 0 | 0 | 0 | 0 | 0 | 0 | 0 | 0 | 0 | 0 | 0 | 0 | 0 | 0 | 0 | 0 | 0 | 0 | 0 | 0 | 0
cooling | june | weekend | 0 | 0 | 0 | 0 | 0 | 0 | 0 | 0 | 0 | 0 | 0 | 0 | 0 | 0 | 0 | 0 | 0 | 0 | 0 | 0 | 0 | 0 | 0 | 0
cooling | july | weekend | 0 | 0 | 0 | 0 | 0 | 0 | 0 | 0 | 0 | 0 | 0 | 0 | 0 | 0 | 0 | 0 | 0 | 0 | 0 | 0 | 0 | 0 | 0 | 0
cooling | august | weekend | 0 | 0 | 0 | 0 | 0 | 0 | 0 | 0 | 0 | 0 | 0 | 0 | 0 | 0 | 0 | 0 | 0 | 0 | 0 | 0 | 0 | 0 | 0 | 0
cooling | september | weekend | 0 | 0 | 0 | 0 | 0 | 0 | 0 | 0 | 0 | 0 | 0 | 0 | 0 | 0 | 0 | 0 | 0 | 0 | 0 | 0 | 0 | 0 | 0 | 0
cooling | october | weekend | 0 | 0 | 0 | 0 | 0 | 0 | 0 | 0 | 0 | 0 | 0 | 0 | 0 | 0 | 0 | 0 | 0 | 0 | 0 | 0 | 0 | 0 | 0 | 0
cooling | november | weekend | 0 | 0 | 0 | 0 | 0 | 0 | 0 | 0 | 0 | 0 | 0 | 0 | 0 | 0 | 0 | 0 | 0 | 0 | 0 | 0 | 0 | 0 | 0 | 0
cooling | december | weekend | 0 | 0 | 0 | 0 | 0 | 0 | 0 | 0 | 0 | 0 | 0 | 0 | 0 | 0 | 0 | 0 | 0 | 0 | 0 | 0 | 0 | 0 | 0 | 0
refrigeration | January | week | 0 | 0 | 0 | 0 | 0 | 0 | 0 | 0 | 0 | 0 | 0 | 0 | 0 | 0 | 0 | 0 | 0 | 0 | 0 | 0 | 0 | 0 | 0 | 0
refrigeration | February | week | 0 | 0 | 0 | 0 | 0 | 0 | 0 | 0 | 0 | 0 | 0 | 0 | 0 | 0 | 0 | 0 | 0 | 0 | 0 | 0 | 0 | 0 | 0 | 0
refrigeration | March | week | 0 | 0 | 0 | 0 | 0 | 0 | 0 | 0 | 0 | 0 | 0 | 0 | 0 | 0 | 0 | 0 | 0 | 0 | 0 | 0 | 0 | 0 | 0 | 0
refrigeration | April | week | 0 | 0 | 0 | 0 | 0 | 0 | 0 | 0 | 0 | 0 | 0 | 0 | 0 | 0 | 0 | 0 | 0 | 0 | 0 | 0 | 0 | 0 | 0 | 0
refrigeration | May | week | 0 | 0 | 0 | 0 | 0 | 0 | 0 | 0 | 0 | 0 | 0 | 0 | 0 | 0 | 0 | 0 | 0 | 0 | 0 | 0 | 0 | 0 | 0 | 0
refrigeration | June | week | 0 | 0 | 0 | 0 | 0 | 0 | 0 | 0 | 0 | 0 | 0 | 0 | 0 | 0 | 0 | 0 | 0 | 0 | 0 | 0 | 0 | 0 | 0 | 0
refrigeration | July | week | 0 | 0 | 0 | 0 | 0 | 0 | 0 | 0 | 0 | 0 | 0 | 0 | 0 | 0 | 0 | 0 | 0 | 0 | 0 | 0 | 0 | 0 | 0 | 0
refrigeration | August | week | 0 | 0 | 0 | 0 | 0 | 0 | 0 | 0 | 0 | 0 | 0 | 0 | 0 | 0 | 0 | 0 | 0 | 0 | 0 | 0 | 0 | 0 | 0 | 0
refrigeration | September | week | 0 | 0 | 0 | 0 | 0 | 0 | 0 | 0 | 0 | 0 | 0 | 0 | 0 | 0 | 0 | 0 | 0 | 0 | 0 | 0 | 0 | 0 | 0 | 0
refrigeration | October | week | 0 | 0 | 0 | 0 | 0 | 0 | 0 | 0 | 0 | 0 | 0 | 0 | 0 | 0 | 0 | 0 | 0 | 0 | 0 | 0 | 0 | 0 | 0 | 0
refrigeration | November | week | 0 | 0 | 0 | 0 | 0 | 0 | 0 | 0 | 0 | 0 | 0 | 0 | 0 | 0 | 0 | 0 | 0 | 0 | 0 | 0 | 0 | 0 | 0 | 0
refrigeration | December | week | 0 | 0 | 0 | 0 | 0 | 0 | 0 | 0 | 0 | 0 | 0 | 0 | 0 | 0 | 0 | 0 | 0 | 0 | 0 | 0 | 0 | 0 | 0 | 0
refrigeration | January | peak | 0 | 0 | 0 | 0 | 0 | 0 | 0 | 0 | 0 | 0 | 0 | 0 | 0 | 0 | 0 | 0 | 0 | 0 | 0 | 0 | 0 | 0 | 0 | 0
refrigeration | February | peak | 0 | 0 | 0 | 0 | 0 | 0 | 0 | 0 | 0 | 0 | 0 | 0 | 0 | 0 | 0 | 0 | 0 | 0 | 0 | 0 | 0 | 0 | 0 | 0
refrigeration | March | peak | 0 | 0 | 0 | 0 | 0 | 0 | 0 | 0 | 0 | 0 | 0 | 0 | 0 | 0 | 0 | 0 | 0 | 0 | 0 | 0 | 0 | 0 | 0 | 0
refrigeration | April | peak | 0 | 0 | 0 | 0 | 0 | 0 | 0 | 0 | 0 | 0 | 0 | 0 | 0 | 0 | 0 | 0 | 0 | 0 | 0 | 0 | 0 | 0 | 0 | 0
refrigeration | May | peak | 0 | 0 | 0 | 0 | 0 | 0 | 0 | 0 | 0 | 0 | 0 | 0 | 0 | 0 | 0 | 0 | 0 | 0 | 0 | 0 | 0 | 0 | 0 | 0
refrigeration | June | peak | 0 | 0 | 0 | 0 | 0 | 0 | 0 | 0 | 0 | 0 | 0 | 0 | 0 | 0 | 0 | 0 | 0 | 0 | 0 | 0 | 0 | 0 | 0 | 0
refrigeration | July | peak | 0 | 0 | 0 | 0 | 0 | 0 | 0 | 0 | 0 | 0 | 0 | 0 | 0 | 0 | 0 | 0 | 0 | 0 | 0 | 0 | 0 | 0 | 0 | 0
refrigeration | August | peak | 0 | 0 | 0 | 0 | 0 | 0 | 0 | 0 | 0 | 0 | 0 | 0 | 0 | 0 | 0 | 0 | 0 | 0 | 0 | 0 | 0 | 0 | 0 | 0
refrigeration | September | peak | 0 | 0 | 0 | 0 | 0 | 0 | 0 | 0 | 0 | 0 | 0 | 0 | 0 | 0 | 0 | 0 | 0 | 0 | 0 | 0 | 0 | 0 | 0 | 0
refrigeration | October | peak | 0 | 0 | 0 | 0 | 0 | 0 | 0 | 0 | 0 | 0 | 0 | 0 | 0 | 0 | 0 | 0 | 0 | 0 | 0 | 0 | 0 | 0 | 0 | 0
refrigeration | November | peak | 0 | 0 | 0 | 0 | 0 | 0 | 0 | 0 | 0 | 0 | 0 | 0 | 0 | 0 | 0 | 0 | 0 | 0 | 0 | 0 | 0 | 0 | 0 | 0
refrigeration | December | peak | 0 | 0 | 0 | 0 | 0 | 0 | 0 | 0 | 0 | 0 | 0 | 0 | 0 | 0 | 0 | 0 | 0 | 0 | 0 | 0 | 0 | 0 | 0 | 0
refrigeration | January | weekend | 0 | 0 | 0 | 0 | 0 | 0 | 0 | 0 | 0 | 0 | 0 | 0 | 0 | 0 | 0 | 0 | 0 | 0 | 0 | 0 | 0 | 0 | 0 | 0
refrigeration | February | weekend | 0 | 0 | 0 | 0 | 0 | 0 | 0 | 0 | 0 | 0 | 0 | 0 | 0 | 0 | 0 | 0 | 0 | 0 | 0 | 0 | 0 | 0 | 0 | 0
refrigeration | March | weekend | 0 | 0 | 0 | 0 | 0 | 0 | 0 | 0 | 0 | 0 | 0 | 0 | 0 | 0 | 0 | 0 | 0 | 0 | 0 | 0 | 0 | 0 | 0 | 0
refrigeration | April | weekend | 0 | 0 | 0 | 0 | 0 | 0 | 0 | 0 | 0 | 0 | 0 | 0 | 0 | 0 | 0 | 0 | 0 | 0 | 0 | 0 | 0 | 0 | 0 | 0
refrigeration | May | weekend | 0 | 0 | 0 | 0 | 0 | 0 | 0 | 0 | 0 | 0 | 0 | 0 | 0 | 0 | 0 | 0 | 0 | 0 | 0 | 0 | 0 | 0 | 0 | 0
refrigeration | June | weekend | 0 | 0 | 0 | 0 | 0 | 0 | 0 | 0 | 0 | 0 | 0 | 0 | 0 | 0 | 0 | 0 | 0 | 0 | 0 | 0 | 0 | 0 | 0 | 0
refrigeration | July | weekend | 0 | 0 | 0 | 0 | 0 | 0 | 0 | 0 | 0 | 0 | 0 | 0 | 0 | 0 | 0 | 0 | 0 | 0 | 0 | 0 | 0 | 0 | 0 | 0
refrigeration | August | weekend | 0 | 0 | 0 | 0 | 0 | 0 | 0 | 0 | 0 | 0 | 0 | 0 | 0 | 0 | 0 | 0 | 0 | 0 | 0 | 0 | 0 | 0 | 0 | 0
refrigeration | September | weekend | 0 | 0 | 0 | 0 | 0 | 0 | 0 | 0 | 0 | 0 | 0 | 0 | 0 | 0 | 0 | 0 | 0 | 0 | 0 | 0 | 0 | 0 | 0 | 0
refrigeration | October | weekend | 0 | 0 | 0 | 0 | 0 | 0 | 0 | 0 | 0 | 0 | 0 | 0 | 0 | 0 | 0 | 0 | 0 | 0 | 0 | 0 | 0 | 0 | 0 | 0
refrigeration | November | weekend | 0 | 0 | 0 | 0 | 0 | 0 | 0 | 0 | 0 | 0 | 0 | 0 | 0 | 0 | 0 | 0 | 0 | 0 | 0 | 0 | 0 | 0 | 0 | 0
refrigeration | December | weekend | 0 | 0 | 0 | 0 | 0 | 0 | 0 | 0 | 0 | 0 | 0 | 0 | 0 | 0 | 0 | 0 | 0 | 0 | 0 | 0 | 0 | 0 | 0 | 0
space-heating | january | week | 0 | 0 | 0 | 0 | 0 | 0 | 0 | 0 | 0 | 0 | 0 | 0 | 0 | 0 | 0 | 0 | 0 | 0 | 0 | 0 | 0 | 0 | 0 | 0
space-heating | february | week | 0 | 0 | 0 | 0 | 0 | 0 | 0 | 0 | 0 | 0 | 0 | 0 | 0 | 0 | 0 | 0 | 0 | 0 | 0 | 0 | 0 | 0 | 0 | 0
space-heating | march | week | 0 | 0 | 0 | 0 | 0 | 0 | 0 | 0 | 0 | 0 | 0 | 0 | 0 | 0 | 0 | 0 | 0 | 0 | 0 | 0 | 0 | 0 | 0 | 0
space-heating | april | week | 0 | 0 | 0 | 0 | 0 | 0 | 0 | 0 | 0 | 0 | 0 | 0 | 0 | 0 | 0 | 0 | 0 | 0 | 0 | 0 | 0 | 0 | 0 | 0
space-heating | may | week | 0 | 0 | 0 | 0 | 0 | 0 | 0 | 0 | 0 | 0 | 0 | 0 | 0 | 0 | 0 | 0 | 0 | 0 | 0 | 0 | 0 | 0 | 0 | 0
space-heating | june | week | 0 | 0 | 0 | 0 | 0 | 0 | 0 | 0 | 0 | 0 | 0 | 0 | 0 | 0 | 0 | 0 | 0 | 0 | 0 | 0 | 0 | 0 | 0 | 0
space-heating | july | week | 0 | 0 | 0 | 0 | 0 | 0 | 0 | 0 | 0 | 0 | 0 | 0 | 0 | 0 | 0 | 0 | 0 | 0 | 0 | 0 | 0 | 0 | 0 | 0
space-heating | august | week | 0 | 0 | 0 | 0 | 0 | 0 | 0 | 0 | 0 | 0 | 0 | 0 | 0 | 0 | 0 | 0 | 0 | 0 | 0 | 0 | 0 | 0 | 0 | 0
space-heating | september | week | 0 | 0 | 0 | 0 | 0 | 0 | 0 | 0 | 0 | 0 | 0 | 0 | 0 | 0 | 0 | 0 | 0 | 0 | 0 | 0 | 0 | 0 | 0 | 0
space-heating | october | week | 0 | 0 | 0 | 0 | 0 | 0 | 0 | 0 | 0 | 0 | 0 | 0 | 0 | 0 | 0 | 0 | 0 | 0 | 0 | 0 | 0 | 0 | 0 | 0
space-heating | november | week | 0 | 0 | 0 | 0 | 0 | 0 | 0 | 0 | 0 | 0 | 0 | 0 | 0 | 0 | 0 | 0 | 0 | 0 | 0 | 0 | 0 | 0 | 0 | 0
space-heating | december | week | 0 | 0 | 0 | 0 | 0 | 0 | 0 | 0 | 0 | 0 | 0 | 0 | 0 | 0 | 0 | 0 | 0 | 0 | 0 | 0 | 0 | 0 | 0 | 0
space-heating | january | peak | 0 | 0 | 0 | 0 | 0 | 0 | 0 | 0 | 0 | 0 | 0 | 0 | 0 | 0 | 0 | 0 | 0 | 0 | 0 | 0 | 0 | 0 | 0 | 0
space-heating | february | peak | 0 | 0 | 0 | 0 | 0 | 0 | 0 | 0 | 0 | 0 | 0 | 0 | 0 | 0 | 0 | 0 | 0 | 0 | 0 | 0 | 0 | 0 | 0 | 0
space-heating | march | peak | 0 | 0 | 0 | 0 | 0 | 0 | 0 | 0 | 0 | 0 | 0 | 0 | 0 | 0 | 0 | 0 | 0 | 0 | 0 | 0 | 0 | 0 | 0 | 0
space-heating | april | peak | 0 | 0 | 0 | 0 | 0 | 0 | 0 | 0 | 0 | 0 | 0 | 0 | 0 | 0 | 0 | 0 | 0 | 0 | 0 | 0 | 0 | 0 | 0 | 0
space-heating | may | peak | 0 | 0 | 0 | 0 | 0 | 0 | 0 | 0 | 0 | 0 | 0 | 0 | 0 | 0 | 0 | 0 | 0 | 0 | 0 | 0 | 0 | 0 | 0 | 0
space-heating | june | peak | 0 | 0 | 0 | 0 | 0 | 0 | 0 | 0 | 0 | 0 | 0 | 0 | 0 | 0 | 0 | 0 | 0 | 0 | 0 | 0 | 0 | 0 | 0 | 0
space-heating | july | peak | 0 | 0 | 0 | 0 | 0 | 0 | 0 | 0 | 0 | 0 | 0 | 0 | 0 | 0 | 0 | 0 | 0 | 0 | 0 | 0 | 0 | 0 | 0 | 0
space-heating | august | peak | 0 | 0 | 0 | 0 | 0 | 0 | 0 | 0 | 0 | 0 | 0 | 0 | 0 | 0 | 0 | 0 | 0 | 0 | 0 | 0 | 0 | 0 | 0 | 0
space-heating | september | peak | 0 | 0 | 0 | 0 | 0 | 0 | 0 | 0 | 0 | 0 | 0 | 0 | 0 | 0 | 0 | 0 | 0 | 0 | 0 | 0 | 0 | 0 | 0 | 0
space-heating | october | peak | 0 | 0 | 0 | 0 | 0 | 0 | 0 | 0 | 0 | 0 | 0 | 0 | 0 | 0 | 0 | 0 | 0 | 0 | 0 | 0 | 0 | 0 | 0 | 0
space-heating | november | peak | 0 | 0 | 0 | 0 | 0 | 0 | 0 | 0 | 0 | 0 | 0 | 0 | 0 | 0 | 0 | 0 | 0 | 0 | 0 | 0 | 0 | 0 | 0 | 0
space-heating | december | peak | 0 | 0 | 0 | 0 | 0 | 0 | 0 | 0 | 0 | 0 | 0 | 0 | 0 | 0 | 0 | 0 | 0 | 0 | 0 | 0 | 0 | 0 | 0 | 0
space-heating | january | weekend | 0 | 0 | 0 | 0 | 0 | 0 | 0 | 0 | 0 | 0 | 0 | 0 | 0 | 0 | 0 | 0 | 0 | 0 | 0 | 0 | 0 | 0 | 0 | 0
space-heating | february | weekend | 0 | 0 | 0 | 0 | 0 | 0 | 0 | 0 | 0 | 0 | 0 | 0 | 0 | 0 | 0 | 0 | 0 | 0 | 0 | 0 | 0 | 0 | 0 | 0
space-heating | march | weekend | 0 | 0 | 0 | 0 | 0 | 0 | 0 | 0 | 0 | 0 | 0 | 0 | 0 | 0 | 0 | 0 | 0 | 0 | 0 | 0 | 0 | 0 | 0 | 0
space-heating | april | weekend | 0 | 0 | 0 | 0 | 0 | 0 | 0 | 0 | 0 | 0 | 0 | 0 | 0 | 0 | 0 | 0 | 0 | 0 | 0 | 0 | 0 | 0 | 0 | 0
space-heating | may | weekend | 0 | 0 | 0 | 0 | 0 | 0 | 0 | 0 | 0 | 0 | 0 | 0 | 0 | 0 | 0 | 0 | 0 | 0 | 0 | 0 | 0 | 0 | 0 | 0
space-heating | june | weekend | 0 | 0 | 0 | 0 | 0 | 0 | 0 | 0 | 0 | 0 | 0 | 0 | 0 | 0 | 0 | 0 | 0 | 0 | 0 | 0 | 0 | 0 | 0 | 0
space-heating | july | weekend | 0 | 0 | 0 | 0 | 0 | 0 | 0 | 0 | 0 | 0 | 0 | 0 | 0 | 0 | 0 | 0 | 0 | 0 | 0 | 0 | 0 | 0 | 0 | 0
space-heating | august | weekend | 0 | 0 | 0 | 0 | 0 | 0 | 0 | 0 | 0 | 0 | 0 | 0 | 0 | 0 | 0 | 0 | 0 | 0 | 0 | 0 | 0 | 0 | 0 | 0
space-heating | september | weekend | 0 | 0 | 0 | 0 | 0 | 0 | 0 | 0 | 0 | 0 | 0 | 0 | 0 | 0 | 0 | 0 | 0 | 0 | 0 | 0 | 0 | 0 | 0 | 0
space-heating | october | weekend | 0 | 0 | 0 | 0 | 0 | 0 | 0 | 0 | 0 | 0 | 0 | 0 | 0 | 0 | 0 | 0 | 0 | 0 | 0 | 0 | 0 | 0 | 0 | 0
space-heating | november | weekend | 0 | 0 | 0 | 0 | 0 | 0 | 0 | 0 | 0 | 0 | 0 | 0 | 0 | 0 | 0 | 0 | 0 | 0 | 0 | 0 | 0 | 0 | 0 | 0
space-heating | december | weekend | 0 | 0 | 0 | 0 | 0 | 0 | 0 | 0 | 0 | 0 | 0 | 0 | 0 | 0 | 0 | 0 | 0 | 0 | 0 | 0 | 0 | 0 | 0 | 0
water-heating | january | week | 0 | 0 | 0 | 0 | 0 | 0 | 0 | 0 | 0 | 0 | 0 | 0 | 0 | 0 | 0 | 0 | 0 | 0 | 0 | 0 | 0 | 0 | 0 | 0
water-heating | february | week | 0 | 0 | 0 | 0 | 0 | 0 | 0 | 0 | 0 | 0 | 0 | 0 | 0 | 0 | 0 | 0 | 0 | 0 | 0 | 0 | 0 | 0 | 0 | 0
water-heating | march | week | 0 | 0 | 0 | 0 | 0 | 0 | 0 | 0 | 0 | 0 | 0 | 0 | 0 | 0 | 0 | 0 | 0 | 0 | 0 | 0 | 0 | 0 | 0 | 0
water-heating | april | week | 0 | 0 | 0 | 0 | 0 | 0 | 0 | 0 | 0 | 0 | 0 | 0 | 0 | 0 | 0 | 0 | 0 | 0 | 0 | 0 | 0 | 0 | 0 | 0
water-heating | may | week | 0 | 0 | 0 | 0 | 0 | 0 | 0 | 0 | 0 | 0 | 0 | 0 | 0 | 0 | 0 | 0 | 0 | 0 | 0 | 0 | 0 | 0 | 0 | 0
water-heating | june | week | 0 | 0 | 0 | 0 | 0 | 0 | 0 | 0 | 0 | 0 | 0 | 0 | 0 | 0 | 0 | 0 | 0 | 0 | 0 | 0 | 0 | 0 | 0 | 0
water-heating | july | week | 0 | 0 | 0 | 0 | 0 | 0 | 0 | 0 | 0 | 0 | 0 | 0 | 0 | 0 | 0 | 0 | 0 | 0 | 0 | 0 | 0 | 0 | 0 | 0
water-heating | august | week | 0 | 0 | 0 | 0 | 0 | 0 | 0 | 0 | 0 | 0 | 0 | 0 | 0 | 0 | 0 | 0 | 0 | 0 | 0 | 0 | 0 | 0 | 0 | 0
water-heating | september | week | 0 | 0 | 0 | 0 | 0 | 0 | 0 | 0 | 0 | 0 | 0 | 0 | 0 | 0 | 0 | 0 | 0 | 0 | 0 | 0 | 0 | 0 | 0 | 0
water-heating | october | week | 0 | 0 | 0 | 0 | 0 | 0 | 0 | 0 | 0 | 0 | 0 | 0 | 0 | 0 | 0 | 0 | 0 | 0 | 0 | 0 | 0 | 0 | 0 | 0
water-heating | november | week | 0 | 0 | 0 | 0 | 0 | 0 | 0 | 0 | 0 | 0 | 0 | 0 | 0 | 0 | 0 | 0 | 0 | 0 | 0 | 0 | 0 | 0 | 0 | 0
water-heating | december | week | 0 | 0 | 0 | 0 | 0 | 0 | 0 | 0 | 0 | 0 | 0 | 0 | 0 | 0 | 0 | 0 | 0 | 0 | 0 | 0 | 0 | 0 | 0 | 0
water-heating | january | peak | 0 | 0 | 0 | 0 | 0 | 0 | 0 | 0 | 0 | 0 | 0 | 0 | 0 | 0 | 0 | 0 | 0 | 0 | 0 | 0 | 0 | 0 | 0 | 0
water-heating | february | peak | 0 | 0 | 0 | 0 | 0 | 0 | 0 | 0 | 0 | 0 | 0 | 0 | 0 | 0 | 0 | 0 | 0 | 0 | 0 | 0 | 0 | 0 | 0 | 0
water-heating | march | peak | 0 | 0 | 0 | 0 | 0 | 0 | 0 | 0 | 0 | 0 | 0 | 0 | 0 | 0 | 0 | 0 | 0 | 0 | 0 | 0 | 0 | 0 | 0 | 0
water-heating | april | peak | 0 | 0 | 0 | 0 | 0 | 0 | 0 | 0 | 0 | 0 | 0 | 0 | 0 | 0 | 0 | 0 | 0 | 0 | 0 | 0 | 0 | 0 | 0 | 0
water-heating | may | peak | 0 | 0 | 0 | 0 | 0 | 0 | 0 | 0 | 0 | 0 | 0 | 0 | 0 | 0 | 0 | 0 | 0 | 0 | 0 | 0 | 0 | 0 | 0 | 0
water-heating | june | peak | 0 | 0 | 0 | 0 | 0 | 0 | 0 | 0 | 0 | 0 | 0 | 0 | 0 | 0 | 0 | 0 | 0 | 0 | 0 | 0 | 0 | 0 | 0 | 0
water-heating | july | peak | 0 | 0 | 0 | 0 | 0 | 0 | 0 | 0 | 0 | 0 | 0 | 0 | 0 | 0 | 0 | 0 | 0 | 0 | 0 | 0 | 0 | 0 | 0 | 0
water-heating | august | peak | 0 | 0 | 0 | 0 | 0 | 0 | 0 | 0 | 0 | 0 | 0 | 0 | 0 | 0 | 0 | 0 | 0 | 0 | 0 | 0 | 0 | 0 | 0 | 0
water-heating | september | peak | 0 | 0 | 0 | 0 | 0 | 0 | 0 | 0 | 0 | 0 | 0 | 0 | 0 | 0 | 0 | 0 | 0 | 0 | 0 | 0 | 0 | 0 | 0 | 0
water-heating | october | peak | 0 | 0 | 0 | 0 | 0 | 0 | 0 | 0 | 0 | 0 | 0 | 0 | 0 | 0 | 0 | 0 | 0 | 0 | 0 | 0 | 0 | 0 | 0 | 0
water-heating | november | peak | 0 | 0 | 0 | 0 | 0 | 0 | 0 | 0 | 0 | 0 | 0 | 0 | 0 | 0 | 0 | 0 | 0 | 0 | 0 | 0 | 0 | 0 | 0 | 0
water-heating | december | peak | 0 | 0 | 0 | 0 | 0 | 0 | 0 | 0 | 0 | 0 | 0 | 0 | 0 | 0 | 0 | 0 | 0 | 0 | 0 | 0 | 0 | 0 | 0 | 0
water-heating | january | weekend | 0 | 0 | 0 | 0 | 0 | 0 | 0 | 0 | 0 | 0 | 0 | 0 | 0 | 0 | 0 | 0 | 0 | 0 | 0 | 0 | 0 | 0 | 0 | 0
water-heating | february | weekend | 0 | 0 | 0 | 0 | 0 | 0 | 0 | 0 | 0 | 0 | 0 | 0 | 0 | 0 | 0 | 0 | 0 | 0 | 0 | 0 | 0 | 0 | 0 | 0
water-heating | march | weekend | 0 | 0 | 0 | 0 | 0 | 0 | 0 | 0 | 0 | 0 | 0 | 0 | 0 | 0 | 0 | 0 | 0 | 0 | 0 | 0 | 0 | 0 | 0 | 0
water-heating | april | weekend | 0 | 0 | 0 | 0 | 0 | 0 | 0 | 0 | 0 | 0 | 0 | 0 | 0 | 0 | 0 | 0 | 0 | 0 | 0 | 0 | 0 | 0 | 0 | 0
water-heating | may | weekend | 0 | 0 | 0 | 0 | 0 | 0 | 0 | 0 | 0 | 0 | 0 | 0 | 0 | 0 | 0 | 0 | 0 | 0 | 0 | 0 | 0 | 0 | 0 | 0
water-heating | june | weekend | 0 | 0 | 0 | 0 | 0 | 0 | 0 | 0 | 0 | 0 | 0 | 0 | 0 | 0 | 0 | 0 | 0 | 0 | 0 | 0 | 0 | 0 | 0 | 0
water-heating | july | weekend | 0 | 0 | 0 | 0 | 0 | 0 | 0 | 0 | 0 | 0 | 0 | 0 | 0 | 0 | 0 | 0 | 0 | 0 | 0 | 0 | 0 | 0 | 0 | 0
water-heating | august | weekend | 0 | 0 | 0 | 0 | 0 | 0 | 0 | 0 | 0 | 0 | 0 | 0 | 0 | 0 | 0 | 0 | 0 | 0 | 0 | 0 | 0 | 0 | 0 | 0
water-heating | september | weekend | 0 | 0 | 0 | 0 | 0 | 0 | 0 | 0 | 0 | 0 | 0 | 0 | 0 | 0 | 0 | 0 | 0 | 0 | 0 | 0 | 0 | 0 | 0 | 0
water-heating | october | weekend | 0 | 0 | 0 | 0 | 0 | 0 | 0 | 0 | 0 | 0 | 0 | 0 | 0 | 0 | 0 | 0 | 0 | 0 | 0 | 0 | 0 | 0 | 0 | 0
water-heating | november | weekend | 0 | 0 | 0 | 0 | 0 | 0 | 0 | 0 | 0 | 0 | 0 | 0 | 0 | 0 | 0 | 0 | 0 | 0 | 0 | 0 | 0 | 0 | 0 | 0
water-heating | december | weekend | 0 | 0 | 0 | 0 | 0 | 0 | 0 | 0 | 0 | 0 | 0 | 0 | 0 | 0 | 0 | 0 | 0 | 0 | 0 | 0 | 0 | 0 | 0 | 0
naturalgas-only | january | week | 0 | 0 | 0 | 0 | 0 | 0 | 0 | 0 | 0 | 0 | 0 | 0 | 0 | 0 | 0 | 0 | 0 | 0 | 0 | 0 | 0 | 0 | 0 | 0
naturalgas-only | february | week | 0 | 0 | 0 | 0 | 0 | 0 | 0 | 0 | 0 | 0 | 0 | 0 | 0 | 0 | 0 | 0 | 0 | 0 | 0 | 0 | 0 | 0 | 0 | 0
naturalgas-only | march | week | 0 | 0 | 0 | 0 | 0 | 0 | 0 | 0 | 0 | 0 | 0 | 0 | 0 | 0 | 0 | 0 | 0 | 0 | 0 | 0 | 0 | 0 | 0 | 0
naturalgas-only | april | week | 0 | 0 | 0 | 0 | 0 | 0 | 0 | 0 | 0 | 0 | 0 | 0 | 0 | 0 | 0 | 0 | 0 | 0 | 0 | 0 | 0 | 0 | 0 | 0
naturalgas-only | may | week | 0 | 0 | 0 | 0 | 0 | 0 | 0 | 0 | 0 | 0 | 0 | 0 | 0 | 0 | 0 | 0 | 0 | 0 | 0 | 0 | 0 | 0 | 0 | 0
naturalgas-only | june | week | 0 | 0 | 0 | 0 | 0 | 0 | 0 | 0 | 0 | 0 | 0 | 0 | 0 | 0 | 0 | 0 | 0 | 0 | 0 | 0 | 0 | 0 | 0 | 0
naturalgas-only | july | week | 0 | 0 | 0 | 0 | 0 | 0 | 0 | 0 | 0 | 0 | 0 | 0 | 0 | 0 | 0 | 0 | 0 | 0 | 0 | 0 | 0 | 0 | 0 | 0
naturalgas-only | august | week | 0 | 0 | 0 | 0 | 0 | 0 | 0 | 0 | 0 | 0 | 0 | 0 | 0 | 0 | 0 | 0 | 0 | 0 | 0 | 0 | 0 | 0 | 0 | 0
naturalgas-only | september | week | 0 | 0 | 0 | 0 | 0 | 0 | 0 | 0 | 0 | 0 | 0 | 0 | 0 | 0 | 0 | 0 | 0 | 0 | 0 | 0 | 0 | 0 | 0 | 0
naturalgas-only | october | week | 0 | 0 | 0 | 0 | 0 | 0 | 0 | 0 | 0 | 0 | 0 | 0 | 0 | 0 | 0 | 0 | 0 | 0 | 0 | 0 | 0 | 0 | 0 | 0
naturalgas-only | november | week | 0 | 0 | 0 | 0 | 0 | 0 | 0 | 0 | 0 | 0 | 0 | 0 | 0 | 0 | 0 | 0 | 0 | 0 | 0 | 0 | 0 | 0 | 0 | 0
naturalgas-only | december | week | 0 | 0 | 0 | 0 | 0 | 0 | 0 | 0 | 0 | 0 | 0 | 0 | 0 | 0 | 0 | 0 | 0 | 0 | 0 | 0 | 0 | 0 | 0 | 0
naturalgas-only | january | peak | 0 | 0 | 0 | 0 | 0 | 0 | 0 | 0 | 0 | 0 | 0 | 0 | 0 | 0 | 0 | 0 | 0 | 0 | 0 | 0 | 0 | 0 | 0 | 0
naturalgas-only | february | peak | 0 | 0 | 0 | 0 | 0 | 0 | 0 | 0 | 0 | 0 | 0 | 0 | 0 | 0 | 0 | 0 | 0 | 0 | 0 | 0 | 0 | 0 | 0 | 0
naturalgas-only | march | peak | 0 | 0 | 0 | 0 | 0 | 0 | 0 | 0 | 0 | 0 | 0 | 0 | 0 | 0 | 0 | 0 | 0 | 0 | 0 | 0 | 0 | 0 | 0 | 0
naturalgas-only | april | peak | 0 | 0 | 0 | 0 | 0 | 0 | 0 | 0 | 0 | 0 | 0 | 0 | 0 | 0 | 0 | 0 | 0 | 0 | 0 | 0 | 0 | 0 | 0 | 0
naturalgas-only | may | peak | 0 | 0 | 0 | 0 | 0 | 0 | 0 | 0 | 0 | 0 | 0 | 0 | 0 | 0 | 0 | 0 | 0 | 0 | 0 | 0 | 0 | 0 | 0 | 0
naturalgas-only | june | peak | 0 | 0 | 0 | 0 | 0 | 0 | 0 | 0 | 0 | 0 | 0 | 0 | 0 | 0 | 0 | 0 | 0 | 0 | 0 | 0 | 0 | 0 | 0 | 0
naturalgas-only | july | peak | 0 | 0 | 0 | 0 | 0 | 0 | 0 | 0 | 0 | 0 | 0 | 0 | 0 | 0 | 0 | 0 | 0 | 0 | 0 | 0 | 0 | 0 | 0 | 0
naturalgas-only | august | peak | 0 | 0 | 0 | 0 | 0 | 0 | 0 | 0 | 0 | 0 | 0 | 0 | 0 | 0 | 0 | 0 | 0 | 0 | 0 | 0 | 0 | 0 | 0 | 0
naturalgas-only | september | peak | 0 | 0 | 0 | 0 | 0 | 0 | 0 | 0 | 0 | 0 | 0 | 0 | 0 | 0 | 0 | 0 | 0 | 0 | 0 | 0 | 0 | 0 | 0 | 0
naturalgas-only | october | peak | 0 | 0 | 0 | 0 | 0 | 0 | 0 | 0 | 0 | 0 | 0 | 0 | 0 | 0 | 0 | 0 | 0 | 0 | 0 | 0 | 0 | 0 | 0 | 0
naturalgas-only | november | peak | 0 | 0 | 0 | 0 | 0 | 0 | 0 | 0 | 0 | 0 | 0 | 0 | 0 | 0 | 0 | 0 | 0 | 0 | 0 | 0 | 0 | 0 | 0 | 0
naturalgas-only | december | peak | 0 | 0 | 0 | 0 | 0 | 0 | 0 | 0 | 0 | 0 | 0 | 0 | 0 | 0 | 0 | 0 | 0 | 0 | 0 | 0 | 0 | 0 | 0 | 0
naturalgas-only | january | weekend | 0 | 0 | 0 | 0 | 0 | 0 | 0 | 0 | 0 | 0 | 0 | 0 | 0 | 0 | 0 | 0 | 0 | 0 | 0 | 0 | 0 | 0 | 0 | 0
naturalgas-only | february | weekend | 0 | 0 | 0 | 0 | 0 | 0 | 0 | 0 | 0 | 0 | 0 | 0 | 0 | 0 | 0 | 0 | 0 | 0 | 0 | 0 | 0 | 0 | 0 | 0
naturalgas-only | march | weekend | 0 | 0 | 0 | 0 | 0 | 0 | 0 | 0 | 0 | 0 | 0 | 0 | 0 | 0 | 0 | 0 | 0 | 0 | 0 | 0 | 0 | 0 | 0 | 0
naturalgas-only | april | weekend | 0 | 0 | 0 | 0 | 0 | 0 | 0 | 0 | 0 | 0 | 0 | 0 | 0 | 0 | 0 | 0 | 0 | 0 | 0 | 0 | 0 | 0 | 0 | 0
naturalgas-only | may | weekend | 0 | 0 | 0 | 0 | 0 | 0 | 0 | 0 | 0 | 0 | 0 | 0 | 0 | 0 | 0 | 0 | 0 | 0 | 0 | 0 | 0 | 0 | 0 | 0
naturalgas-only | june | weekend | 0 | 0 | 0 | 0 | 0 | 0 | 0 | 0 | 0 | 0 | 0 | 0 | 0 | 0 | 0 | 0 | 0 | 0 | 0 | 0 | 0 | 0 | 0 | 0
naturalgas-only | july | weekend | 0 | 0 | 0 | 0 | 0 | 0 | 0 | 0 | 0 | 0 | 0 | 0 | 0 | 0 | 0 | 0 | 0 | 0 | 0 | 0 | 0 | 0 | 0 | 0
naturalgas-only | august | weekend | 0 | 0 | 0 | 0 | 0 | 0 | 0 | 0 | 0 | 0 | 0 | 0 | 0 | 0 | 0 | 0 | 0 | 0 | 0 | 0 | 0 | 0 | 0 | 0
naturalgas-only | september | weekend | 0 | 0 | 0 | 0 | 0 | 0 | 0 | 0 | 0 | 0 | 0 | 0 | 0 | 0 | 0 | 0 | 0 | 0 | 0 | 0 | 0 | 0 | 0 | 0
naturalgas-only | october | weekend | 0 | 0 | 0 | 0 | 0 | 0 | 0 | 0 | 0 | 0 | 0 | 0 | 0 | 0 | 0 | 0 | 0 | 0 | 0 | 0 | 0 | 0 | 0 | 0
naturalgas-only | november | weekend | 0 | 0 | 0 | 0 | 0 | 0 | 0 | 0 | 0 | 0 | 0 | 0 | 0 | 0 | 0 | 0 | 0 | 0 | 0 | 0 | 0 | 0 | 0 | 0
naturalgas-only | december | weekend | 0 | 0 | 0 | 0 | 0 | 0 | 0 | 0 | 0 | 0 | 0 | 0 | 0 | 0 | 0 | 0 | 0 | 0 | 0 | 0 | 0 | 0 | 0 | 0

## LoadInput_N4_P
|  |  | 1 | 2 | 3 | 4 | 5 | 6 | 7 | 8 | 9 | 10 | 11 | 12 | 13 | 14 | 15 | 16 | 17 | 18 | 19 | 20 | 21 | 22 | 23 | 24
electricity-only | january | week | 0 | 0 | 0 | 0 | 0 | 0 | 0 | 0 | 0 | 0 | 0 | 0 | 0 | 0 | 0 | 0 | 0 | 0 | 0 | 0 | 0 | 0 | 0 | 0
electricity-only | february | week | 0 | 0 | 0 | 0 | 0 | 0 | 0 | 0 | 0 | 0 | 0 | 0 | 0 | 0 | 0 | 0 | 0 | 0 | 0 | 0 | 0 | 0 | 0 | 0
electricity-only | march | week | 0 | 0 | 0 | 0 | 0 | 0 | 0 | 0 | 0 | 0 | 0 | 0 | 0 | 0 | 0 | 0 | 0 | 0 | 0 | 0 | 0 | 0 | 0 | 0
electricity-only | april | week | 0 | 0 | 0 | 0 | 0 | 0 | 0 | 0 | 0 | 0 | 0 | 0 | 0 | 0 | 0 | 0 | 0 | 0 | 0 | 0 | 0 | 0 | 0 | 0
electricity-only | may | week | 0 | 0 | 0 | 0 | 0 | 0 | 0 | 0 | 0 | 0 | 0 | 0 | 0 | 0 | 0 | 0 | 0 | 0 | 0 | 0 | 0 | 0 | 0 | 0
electricity-only | june | week | 0 | 0 | 0 | 0 | 0 | 0 | 0 | 0 | 0 | 0 | 0 | 0 | 0 | 0 | 0 | 0 | 0 | 0 | 0 | 0 | 0 | 0 | 0 | 0
electricity-only | july | week | 0 | 0 | 0 | 0 | 0 | 0 | 0 | 0 | 0 | 0 | 0 | 0 | 0 | 0 | 0 | 0 | 0 | 0 | 0 | 0 | 0 | 0 | 0 | 0
electricity-only | august | week | 0 | 0 | 0 | 0 | 0 | 0 | 0 | 0 | 0 | 0 | 0 | 0 | 0 | 0 | 0 | 0 | 0 | 0 | 0 | 0 | 0 | 0 | 0 | 0
electricity-only | september | week | 0 | 0 | 0 | 0 | 0 | 0 | 0 | 0 | 0 | 0 | 0 | 0 | 0 | 0 | 0 | 0 | 0 | 0 | 0 | 0 | 0 | 0 | 0 | 0
electricity-only | october | week | 0 | 0 | 0 | 0 | 0 | 0 | 0 | 0 | 0 | 0 | 0 | 0 | 0 | 0 | 0 | 0 | 0 | 0 | 0 | 0 | 0 | 0 | 0 | 0
electricity-only | november | week | 0 | 0 | 0 | 0 | 0 | 0 | 0 | 0 | 0 | 0 | 0 | 0 | 0 | 0 | 0 | 0 | 0 | 0 | 0 | 0 | 0 | 0 | 0 | 0
electricity-only | december | week | 0 | 0 | 0 | 0 | 0 | 0 | 0 | 0 | 0 | 0 | 0 | 0 | 0 | 0 | 0 | 0 | 0 | 0 | 0 | 0 | 0 | 0 | 0 | 0
electricity-only | january | peak | 0 | 0 | 0 | 0 | 0 | 0 | 0 | 0 | 0 | 0 | 0 | 0 | 0 | 0 | 0 | 0 | 0 | 0 | 0 | 0 | 0 | 0 | 0 | 0
electricity-only | february | peak | 0 | 0 | 0 | 0 | 0 | 0 | 0 | 0 | 0 | 0 | 0 | 0 | 0 | 0 | 0 | 0 | 0 | 0 | 0 | 0 | 0 | 0 | 0 | 0
electricity-only | march | peak | 0 | 0 | 0 | 0 | 0 | 0 | 0 | 0 | 0 | 0 | 0 | 0 | 0 | 0 | 0 | 0 | 0 | 0 | 0 | 0 | 0 | 0 | 0 | 0
electricity-only | april | peak | 0 | 0 | 0 | 0 | 0 | 0 | 0 | 0 | 0 | 0 | 0 | 0 | 0 | 0 | 0 | 0 | 0 | 0 | 0 | 0 | 0 | 0 | 0 | 0
electricity-only | may | peak | 0 | 0 | 0 | 0 | 0 | 0 | 0 | 0 | 0 | 0 | 0 | 0 | 0 | 0 | 0 | 0 | 0 | 0 | 0 | 0 | 0 | 0 | 0 | 0
electricity-only | june | peak | 0 | 0 | 0 | 0 | 0 | 0 | 0 | 0 | 0 | 0 | 0 | 0 | 0 | 0 | 0 | 0 | 0 | 0 | 0 | 0 | 0 | 0 | 0 | 0
electricity-only | july | peak | 0 | 0 | 0 | 0 | 0 | 0 | 0 | 0 | 0 | 0 | 0 | 0 | 0 | 0 | 0 | 0 | 0 | 0 | 0 | 0 | 0 | 0 | 0 | 0
electricity-only | august | peak | 0 | 0 | 0 | 0 | 0 | 0 | 0 | 0 | 0 | 0 | 0 | 0 | 0 | 0 | 0 | 0 | 0 | 0 | 0 | 0 | 0 | 0 | 0 | 0
electricity-only | september | peak | 0 | 0 | 0 | 0 | 0 | 0 | 0 | 0 | 0 | 0 | 0 | 0 | 0 | 0 | 0 | 0 | 0 | 0 | 0 | 0 | 0 | 0 | 0 | 0
electricity-only | october | peak | 0 | 0 | 0 | 0 | 0 | 0 | 0 | 0 | 0 | 0 | 0 | 0 | 0 | 0 | 0 | 0 | 0 | 0 | 0 | 0 | 0 | 0 | 0 | 0
electricity-only | november | peak | 0 | 0 | 0 | 0 | 0 | 0 | 0 | 0 | 0 | 0 | 0 | 0 | 0 | 0 | 0 | 0 | 0 | 0 | 0 | 0 | 0 | 0 | 0 | 0
electricity-only | december | peak | 0 | 0 | 0 | 0 | 0 | 0 | 0 | 0 | 0 | 0 | 0 | 0 | 0 | 0 | 0 | 0 | 0 | 0 | 0 | 0 | 0 | 0 | 0 | 0
electricity-only | january | weekend | 0 | 0 | 0 | 0 | 0 | 0 | 0 | 0 | 0 | 0 | 0 | 0 | 0 | 0 | 0 | 0 | 0 | 0 | 0 | 0 | 0 | 0 | 0 | 0
electricity-only | february | weekend | 0 | 0 | 0 | 0 | 0 | 0 | 0 | 0 | 0 | 0 | 0 | 0 | 0 | 0 | 0 | 0 | 0 | 0 | 0 | 0 | 0 | 0 | 0 | 0
electricity-only | march | weekend | 0 | 0 | 0 | 0 | 0 | 0 | 0 | 0 | 0 | 0 | 0 | 0 | 0 | 0 | 0 | 0 | 0 | 0 | 0 | 0 | 0 | 0 | 0 | 0
electricity-only | april | weekend | 0 | 0 | 0 | 0 | 0 | 0 | 0 | 0 | 0 | 0 | 0 | 0 | 0 | 0 | 0 | 0 | 0 | 0 | 0 | 0 | 0 | 0 | 0 | 0
electricity-only | may | weekend | 0 | 0 | 0 | 0 | 0 | 0 | 0 | 0 | 0 | 0 | 0 | 0 | 0 | 0 | 0 | 0 | 0 | 0 | 0 | 0 | 0 | 0 | 0 | 0
electricity-only | june | weekend | 0 | 0 | 0 | 0 | 0 | 0 | 0 | 0 | 0 | 0 | 0 | 0 | 0 | 0 | 0 | 0 | 0 | 0 | 0 | 0 | 0 | 0 | 0 | 0
electricity-only | july | weekend | 0 | 0 | 0 | 0 | 0 | 0 | 0 | 0 | 0 | 0 | 0 | 0 | 0 | 0 | 0 | 0 | 0 | 0 | 0 | 0 | 0 | 0 | 0 | 0
electricity-only | august | weekend | 0 | 0 | 0 | 0 | 0 | 0 | 0 | 0 | 0 | 0 | 0 | 0 | 0 | 0 | 0 | 0 | 0 | 0 | 0 | 0 | 0 | 0 | 0 | 0
electricity-only | september | weekend | 0 | 0 | 0 | 0 | 0 | 0 | 0 | 0 | 0 | 0 | 0 | 0 | 0 | 0 | 0 | 0 | 0 | 0 | 0 | 0 | 0 | 0 | 0 | 0
electricity-only | october | weekend | 0 | 0 | 0 | 0 | 0 | 0 | 0 | 0 | 0 | 0 | 0 | 0 | 0 | 0 | 0 | 0 | 0 | 0 | 0 | 0 | 0 | 0 | 0 | 0
electricity-only | november | weekend | 0 | 0 | 0 | 0 | 0 | 0 | 0 | 0 | 0 | 0 | 0 | 0 | 0 | 0 | 0 | 0 | 0 | 0 | 0 | 0 | 0 | 0 | 0 | 0
electricity-only | december | weekend | 0 | 0 | 0 | 0 | 0 | 0 | 0 | 0 | 0 | 0 | 0 | 0 | 0 | 0 | 0 | 0 | 0 | 0 | 0 | 0 | 0 | 0 | 0 | 0
cooling | january | week | 0 | 0 | 0 | 0 | 0 | 0 | 0 | 0 | 0 | 0 | 0 | 0 | 0 | 0 | 0 | 0 | 0 | 0 | 0 | 0 | 0 | 0 | 0 | 0
cooling | february | week | 0 | 0 | 0 | 0 | 0 | 0 | 0 | 0 | 0 | 0 | 0 | 0 | 0 | 0 | 0 | 0 | 0 | 0 | 0 | 0 | 0 | 0 | 0 | 0
cooling | march | week | 0 | 0 | 0 | 0 | 0 | 0 | 0 | 0 | 0 | 0 | 0 | 0 | 0 | 0 | 0 | 0 | 0 | 0 | 0 | 0 | 0 | 0 | 0 | 0
cooling | april | week | 0 | 0 | 0 | 0 | 0 | 0 | 0 | 0 | 0 | 0 | 0 | 0 | 0 | 0 | 0 | 0 | 0 | 0 | 0 | 0 | 0 | 0 | 0 | 0
cooling | may | week | 0 | 0 | 0 | 0 | 0 | 0 | 0 | 0 | 0 | 0 | 0 | 0 | 0 | 0 | 0 | 0 | 0 | 0 | 0 | 0 | 0 | 0 | 0 | 0
cooling | june | week | 0 | 0 | 0 | 0 | 0 | 0 | 0 | 0 | 0 | 0 | 0 | 0 | 0 | 0 | 0 | 0 | 0 | 0 | 0 | 0 | 0 | 0 | 0 | 0
cooling | july | week | 0 | 0 | 0 | 0 | 0 | 0 | 0 | 0 | 0 | 0 | 0 | 0 | 0 | 0 | 0 | 0 | 0 | 0 | 0 | 0 | 0 | 0 | 0 | 0
cooling | august | week | 0 | 0 | 0 | 0 | 0 | 0 | 0 | 0 | 0 | 0 | 0 | 0 | 0 | 0 | 0 | 0 | 0 | 0 | 0 | 0 | 0 | 0 | 0 | 0
cooling | september | week | 0 | 0 | 0 | 0 | 0 | 0 | 0 | 0 | 0 | 0 | 0 | 0 | 0 | 0 | 0 | 0 | 0 | 0 | 0 | 0 | 0 | 0 | 0 | 0
cooling | october | week | 0 | 0 | 0 | 0 | 0 | 0 | 0 | 0 | 0 | 0 | 0 | 0 | 0 | 0 | 0 | 0 | 0 | 0 | 0 | 0 | 0 | 0 | 0 | 0
cooling | november | week | 0 | 0 | 0 | 0 | 0 | 0 | 0 | 0 | 0 | 0 | 0 | 0 | 0 | 0 | 0 | 0 | 0 | 0 | 0 | 0 | 0 | 0 | 0 | 0
cooling | december | week | 0 | 0 | 0 | 0 | 0 | 0 | 0 | 0 | 0 | 0 | 0 | 0 | 0 | 0 | 0 | 0 | 0 | 0 | 0 | 0 | 0 | 0 | 0 | 0
cooling | january | peak | 0 | 0 | 0 | 0 | 0 | 0 | 0 | 0 | 0 | 0 | 0 | 0 | 0 | 0 | 0 | 0 | 0 | 0 | 0 | 0 | 0 | 0 | 0 | 0
cooling | february | peak | 0 | 0 | 0 | 0 | 0 | 0 | 0 | 0 | 0 | 0 | 0 | 0 | 0 | 0 | 0 | 0 | 0 | 0 | 0 | 0 | 0 | 0 | 0 | 0
cooling | march | peak | 0 | 0 | 0 | 0 | 0 | 0 | 0 | 0 | 0 | 0 | 0 | 0 | 0 | 0 | 0 | 0 | 0 | 0 | 0 | 0 | 0 | 0 | 0 | 0
cooling | april | peak | 0 | 0 | 0 | 0 | 0 | 0 | 0 | 0 | 0 | 0 | 0 | 0 | 0 | 0 | 0 | 0 | 0 | 0 | 0 | 0 | 0 | 0 | 0 | 0
cooling | may | peak | 0 | 0 | 0 | 0 | 0 | 0 | 0 | 0 | 0 | 0 | 0 | 0 | 0 | 0 | 0 | 0 | 0 | 0 | 0 | 0 | 0 | 0 | 0 | 0
cooling | june | peak | 0 | 0 | 0 | 0 | 0 | 0 | 0 | 0 | 0 | 0 | 0 | 0 | 0 | 0 | 0 | 0 | 0 | 0 | 0 | 0 | 0 | 0 | 0 | 0
cooling | july | peak | 0 | 0 | 0 | 0 | 0 | 0 | 0 | 0 | 0 | 0 | 0 | 0 | 0 | 0 | 0 | 0 | 0 | 0 | 0 | 0 | 0 | 0 | 0 | 0
cooling | august | peak | 0 | 0 | 0 | 0 | 0 | 0 | 0 | 0 | 0 | 0 | 0 | 0 | 0 | 0 | 0 | 0 | 0 | 0 | 0 | 0 | 0 | 0 | 0 | 0
cooling | september | peak | 0 | 0 | 0 | 0 | 0 | 0 | 0 | 0 | 0 | 0 | 0 | 0 | 0 | 0 | 0 | 0 | 0 | 0 | 0 | 0 | 0 | 0 | 0 | 0
cooling | october | peak | 0 | 0 | 0 | 0 | 0 | 0 | 0 | 0 | 0 | 0 | 0 | 0 | 0 | 0 | 0 | 0 | 0 | 0 | 0 | 0 | 0 | 0 | 0 | 0
cooling | november | peak | 0 | 0 | 0 | 0 | 0 | 0 | 0 | 0 | 0 | 0 | 0 | 0 | 0 | 0 | 0 | 0 | 0 | 0 | 0 | 0 | 0 | 0 | 0 | 0
cooling | december | peak | 0 | 0 | 0 | 0 | 0 | 0 | 0 | 0 | 0 | 0 | 0 | 0 | 0 | 0 | 0 | 0 | 0 | 0 | 0 | 0 | 0 | 0 | 0 | 0
cooling | january | weekend | 0 | 0 | 0 | 0 | 0 | 0 | 0 | 0 | 0 | 0 | 0 | 0 | 0 | 0 | 0 | 0 | 0 | 0 | 0 | 0 | 0 | 0 | 0 | 0
cooling | february | weekend | 0 | 0 | 0 | 0 | 0 | 0 | 0 | 0 | 0 | 0 | 0 | 0 | 0 | 0 | 0 | 0 | 0 | 0 | 0 | 0 | 0 | 0 | 0 | 0
cooling | march | weekend | 0 | 0 | 0 | 0 | 0 | 0 | 0 | 0 | 0 | 0 | 0 | 0 | 0 | 0 | 0 | 0 | 0 | 0 | 0 | 0 | 0 | 0 | 0 | 0
cooling | april | weekend | 0 | 0 | 0 | 0 | 0 | 0 | 0 | 0 | 0 | 0 | 0 | 0 | 0 | 0 | 0 | 0 | 0 | 0 | 0 | 0 | 0 | 0 | 0 | 0
cooling | may | weekend | 0 | 0 | 0 | 0 | 0 | 0 | 0 | 0 | 0 | 0 | 0 | 0 | 0 | 0 | 0 | 0 | 0 | 0 | 0 | 0 | 0 | 0 | 0 | 0
cooling | june | weekend | 0 | 0 | 0 | 0 | 0 | 0 | 0 | 0 | 0 | 0 | 0 | 0 | 0 | 0 | 0 | 0 | 0 | 0 | 0 | 0 | 0 | 0 | 0 | 0
cooling | july | weekend | 0 | 0 | 0 | 0 | 0 | 0 | 0 | 0 | 0 | 0 | 0 | 0 | 0 | 0 | 0 | 0 | 0 | 0 | 0 | 0 | 0 | 0 | 0 | 0
cooling | august | weekend | 0 | 0 | 0 | 0 | 0 | 0 | 0 | 0 | 0 | 0 | 0 | 0 | 0 | 0 | 0 | 0 | 0 | 0 | 0 | 0 | 0 | 0 | 0 | 0
cooling | september | weekend | 0 | 0 | 0 | 0 | 0 | 0 | 0 | 0 | 0 | 0 | 0 | 0 | 0 | 0 | 0 | 0 | 0 | 0 | 0 | 0 | 0 | 0 | 0 | 0
cooling | october | weekend | 0 | 0 | 0 | 0 | 0 | 0 | 0 | 0 | 0 | 0 | 0 | 0 | 0 | 0 | 0 | 0 | 0 | 0 | 0 | 0 | 0 | 0 | 0 | 0
cooling | november | weekend | 0 | 0 | 0 | 0 | 0 | 0 | 0 | 0 | 0 | 0 | 0 | 0 | 0 | 0 | 0 | 0 | 0 | 0 | 0 | 0 | 0 | 0 | 0 | 0
cooling | december | weekend | 0 | 0 | 0 | 0 | 0 | 0 | 0 | 0 | 0 | 0 | 0 | 0 | 0 | 0 | 0 | 0 | 0 | 0 | 0 | 0 | 0 | 0 | 0 | 0
refrigeration | January | week | 0 | 0 | 0 | 0 | 0 | 0 | 0 | 0 | 0 | 0 | 0 | 0 | 0 | 0 | 0 | 0 | 0 | 0 | 0 | 0 | 0 | 0 | 0 | 0
refrigeration | February | week | 0 | 0 | 0 | 0 | 0 | 0 | 0 | 0 | 0 | 0 | 0 | 0 | 0 | 0 | 0 | 0 | 0 | 0 | 0 | 0 | 0 | 0 | 0 | 0
refrigeration | March | week | 0 | 0 | 0 | 0 | 0 | 0 | 0 | 0 | 0 | 0 | 0 | 0 | 0 | 0 | 0 | 0 | 0 | 0 | 0 | 0 | 0 | 0 | 0 | 0
refrigeration | April | week | 0 | 0 | 0 | 0 | 0 | 0 | 0 | 0 | 0 | 0 | 0 | 0 | 0 | 0 | 0 | 0 | 0 | 0 | 0 | 0 | 0 | 0 | 0 | 0
refrigeration | May | week | 0 | 0 | 0 | 0 | 0 | 0 | 0 | 0 | 0 | 0 | 0 | 0 | 0 | 0 | 0 | 0 | 0 | 0 | 0 | 0 | 0 | 0 | 0 | 0
refrigeration | June | week | 0 | 0 | 0 | 0 | 0 | 0 | 0 | 0 | 0 | 0 | 0 | 0 | 0 | 0 | 0 | 0 | 0 | 0 | 0 | 0 | 0 | 0 | 0 | 0
refrigeration | July | week | 0 | 0 | 0 | 0 | 0 | 0 | 0 | 0 | 0 | 0 | 0 | 0 | 0 | 0 | 0 | 0 | 0 | 0 | 0 | 0 | 0 | 0 | 0 | 0
refrigeration | August | week | 0 | 0 | 0 | 0 | 0 | 0 | 0 | 0 | 0 | 0 | 0 | 0 | 0 | 0 | 0 | 0 | 0 | 0 | 0 | 0 | 0 | 0 | 0 | 0
refrigeration | September | week | 0 | 0 | 0 | 0 | 0 | 0 | 0 | 0 | 0 | 0 | 0 | 0 | 0 | 0 | 0 | 0 | 0 | 0 | 0 | 0 | 0 | 0 | 0 | 0
refrigeration | October | week | 0 | 0 | 0 | 0 | 0 | 0 | 0 | 0 | 0 | 0 | 0 | 0 | 0 | 0 | 0 | 0 | 0 | 0 | 0 | 0 | 0 | 0 | 0 | 0
refrigeration | November | week | 0 | 0 | 0 | 0 | 0 | 0 | 0 | 0 | 0 | 0 | 0 | 0 | 0 | 0 | 0 | 0 | 0 | 0 | 0 | 0 | 0 | 0 | 0 | 0
refrigeration | December | week | 0 | 0 | 0 | 0 | 0 | 0 | 0 | 0 | 0 | 0 | 0 | 0 | 0 | 0 | 0 | 0 | 0 | 0 | 0 | 0 | 0 | 0 | 0 | 0
refrigeration | January | peak | 0 | 0 | 0 | 0 | 0 | 0 | 0 | 0 | 0 | 0 | 0 | 0 | 0 | 0 | 0 | 0 | 0 | 0 | 0 | 0 | 0 | 0 | 0 | 0
refrigeration | February | peak | 0 | 0 | 0 | 0 | 0 | 0 | 0 | 0 | 0 | 0 | 0 | 0 | 0 | 0 | 0 | 0 | 0 | 0 | 0 | 0 | 0 | 0 | 0 | 0
refrigeration | March | peak | 0 | 0 | 0 | 0 | 0 | 0 | 0 | 0 | 0 | 0 | 0 | 0 | 0 | 0 | 0 | 0 | 0 | 0 | 0 | 0 | 0 | 0 | 0 | 0
refrigeration | April | peak | 0 | 0 | 0 | 0 | 0 | 0 | 0 | 0 | 0 | 0 | 0 | 0 | 0 | 0 | 0 | 0 | 0 | 0 | 0 | 0 | 0 | 0 | 0 | 0
refrigeration | May | peak | 0 | 0 | 0 | 0 | 0 | 0 | 0 | 0 | 0 | 0 | 0 | 0 | 0 | 0 | 0 | 0 | 0 | 0 | 0 | 0 | 0 | 0 | 0 | 0
refrigeration | June | peak | 0 | 0 | 0 | 0 | 0 | 0 | 0 | 0 | 0 | 0 | 0 | 0 | 0 | 0 | 0 | 0 | 0 | 0 | 0 | 0 | 0 | 0 | 0 | 0
refrigeration | July | peak | 0 | 0 | 0 | 0 | 0 | 0 | 0 | 0 | 0 | 0 | 0 | 0 | 0 | 0 | 0 | 0 | 0 | 0 | 0 | 0 | 0 | 0 | 0 | 0
refrigeration | August | peak | 0 | 0 | 0 | 0 | 0 | 0 | 0 | 0 | 0 | 0 | 0 | 0 | 0 | 0 | 0 | 0 | 0 | 0 | 0 | 0 | 0 | 0 | 0 | 0
refrigeration | September | peak | 0 | 0 | 0 | 0 | 0 | 0 | 0 | 0 | 0 | 0 | 0 | 0 | 0 | 0 | 0 | 0 | 0 | 0 | 0 | 0 | 0 | 0 | 0 | 0
refrigeration | October | peak | 0 | 0 | 0 | 0 | 0 | 0 | 0 | 0 | 0 | 0 | 0 | 0 | 0 | 0 | 0 | 0 | 0 | 0 | 0 | 0 | 0 | 0 | 0 | 0
refrigeration | November | peak | 0 | 0 | 0 | 0 | 0 | 0 | 0 | 0 | 0 | 0 | 0 | 0 | 0 | 0 | 0 | 0 | 0 | 0 | 0 | 0 | 0 | 0 | 0 | 0
refrigeration | December | peak | 0 | 0 | 0 | 0 | 0 | 0 | 0 | 0 | 0 | 0 | 0 | 0 | 0 | 0 | 0 | 0 | 0 | 0 | 0 | 0 | 0 | 0 | 0 | 0
refrigeration | January | weekend | 0 | 0 | 0 | 0 | 0 | 0 | 0 | 0 | 0 | 0 | 0 | 0 | 0 | 0 | 0 | 0 | 0 | 0 | 0 | 0 | 0 | 0 | 0 | 0
refrigeration | February | weekend | 0 | 0 | 0 | 0 | 0 | 0 | 0 | 0 | 0 | 0 | 0 | 0 | 0 | 0 | 0 | 0 | 0 | 0 | 0 | 0 | 0 | 0 | 0 | 0
refrigeration | March | weekend | 0 | 0 | 0 | 0 | 0 | 0 | 0 | 0 | 0 | 0 | 0 | 0 | 0 | 0 | 0 | 0 | 0 | 0 | 0 | 0 | 0 | 0 | 0 | 0
refrigeration | April | weekend | 0 | 0 | 0 | 0 | 0 | 0 | 0 | 0 | 0 | 0 | 0 | 0 | 0 | 0 | 0 | 0 | 0 | 0 | 0 | 0 | 0 | 0 | 0 | 0
refrigeration | May | weekend | 0 | 0 | 0 | 0 | 0 | 0 | 0 | 0 | 0 | 0 | 0 | 0 | 0 | 0 | 0 | 0 | 0 | 0 | 0 | 0 | 0 | 0 | 0 | 0
refrigeration | June | weekend | 0 | 0 | 0 | 0 | 0 | 0 | 0 | 0 | 0 | 0 | 0 | 0 | 0 | 0 | 0 | 0 | 0 | 0 | 0 | 0 | 0 | 0 | 0 | 0
refrigeration | July | weekend | 0 | 0 | 0 | 0 | 0 | 0 | 0 | 0 | 0 | 0 | 0 | 0 | 0 | 0 | 0 | 0 | 0 | 0 | 0 | 0 | 0 | 0 | 0 | 0
refrigeration | August | weekend | 0 | 0 | 0 | 0 | 0 | 0 | 0 | 0 | 0 | 0 | 0 | 0 | 0 | 0 | 0 | 0 | 0 | 0 | 0 | 0 | 0 | 0 | 0 | 0
refrigeration | September | weekend | 0 | 0 | 0 | 0 | 0 | 0 | 0 | 0 | 0 | 0 | 0 | 0 | 0 | 0 | 0 | 0 | 0 | 0 | 0 | 0 | 0 | 0 | 0 | 0
refrigeration | October | weekend | 0 | 0 | 0 | 0 | 0 | 0 | 0 | 0 | 0 | 0 | 0 | 0 | 0 | 0 | 0 | 0 | 0 | 0 | 0 | 0 | 0 | 0 | 0 | 0
refrigeration | November | weekend | 0 | 0 | 0 | 0 | 0 | 0 | 0 | 0 | 0 | 0 | 0 | 0 | 0 | 0 | 0 | 0 | 0 | 0 | 0 | 0 | 0 | 0 | 0 | 0
refrigeration | December | weekend | 0 | 0 | 0 | 0 | 0 | 0 | 0 | 0 | 0 | 0 | 0 | 0 | 0 | 0 | 0 | 0 | 0 | 0 | 0 | 0 | 0 | 0 | 0 | 0
space-heating | january | week | 0 | 0 | 0 | 0 | 0 | 0 | 0 | 0 | 0 | 0 | 0 | 0 | 0 | 0 | 0 | 0 | 0 | 0 | 0 | 0 | 0 | 0 | 0 | 0
space-heating | february | week | 0 | 0 | 0 | 0 | 0 | 0 | 0 | 0 | 0 | 0 | 0 | 0 | 0 | 0 | 0 | 0 | 0 | 0 | 0 | 0 | 0 | 0 | 0 | 0
space-heating | march | week | 0 | 0 | 0 | 0 | 0 | 0 | 0 | 0 | 0 | 0 | 0 | 0 | 0 | 0 | 0 | 0 | 0 | 0 | 0 | 0 | 0 | 0 | 0 | 0
space-heating | april | week | 0 | 0 | 0 | 0 | 0 | 0 | 0 | 0 | 0 | 0 | 0 | 0 | 0 | 0 | 0 | 0 | 0 | 0 | 0 | 0 | 0 | 0 | 0 | 0
space-heating | may | week | 0 | 0 | 0 | 0 | 0 | 0 | 0 | 0 | 0 | 0 | 0 | 0 | 0 | 0 | 0 | 0 | 0 | 0 | 0 | 0 | 0 | 0 | 0 | 0
space-heating | june | week | 0 | 0 | 0 | 0 | 0 | 0 | 0 | 0 | 0 | 0 | 0 | 0 | 0 | 0 | 0 | 0 | 0 | 0 | 0 | 0 | 0 | 0 | 0 | 0
space-heating | july | week | 0 | 0 | 0 | 0 | 0 | 0 | 0 | 0 | 0 | 0 | 0 | 0 | 0 | 0 | 0 | 0 | 0 | 0 | 0 | 0 | 0 | 0 | 0 | 0
space-heating | august | week | 0 | 0 | 0 | 0 | 0 | 0 | 0 | 0 | 0 | 0 | 0 | 0 | 0 | 0 | 0 | 0 | 0 | 0 | 0 | 0 | 0 | 0 | 0 | 0
space-heating | september | week | 0 | 0 | 0 | 0 | 0 | 0 | 0 | 0 | 0 | 0 | 0 | 0 | 0 | 0 | 0 | 0 | 0 | 0 | 0 | 0 | 0 | 0 | 0 | 0
space-heating | october | week | 0 | 0 | 0 | 0 | 0 | 0 | 0 | 0 | 0 | 0 | 0 | 0 | 0 | 0 | 0 | 0 | 0 | 0 | 0 | 0 | 0 | 0 | 0 | 0
space-heating | november | week | 0 | 0 | 0 | 0 | 0 | 0 | 0 | 0 | 0 | 0 | 0 | 0 | 0 | 0 | 0 | 0 | 0 | 0 | 0 | 0 | 0 | 0 | 0 | 0
space-heating | december | week | 0 | 0 | 0 | 0 | 0 | 0 | 0 | 0 | 0 | 0 | 0 | 0 | 0 | 0 | 0 | 0 | 0 | 0 | 0 | 0 | 0 | 0 | 0 | 0
space-heating | january | peak | 0 | 0 | 0 | 0 | 0 | 0 | 0 | 0 | 0 | 0 | 0 | 0 | 0 | 0 | 0 | 0 | 0 | 0 | 0 | 0 | 0 | 0 | 0 | 0
space-heating | february | peak | 0 | 0 | 0 | 0 | 0 | 0 | 0 | 0 | 0 | 0 | 0 | 0 | 0 | 0 | 0 | 0 | 0 | 0 | 0 | 0 | 0 | 0 | 0 | 0
space-heating | march | peak | 0 | 0 | 0 | 0 | 0 | 0 | 0 | 0 | 0 | 0 | 0 | 0 | 0 | 0 | 0 | 0 | 0 | 0 | 0 | 0 | 0 | 0 | 0 | 0
space-heating | april | peak | 0 | 0 | 0 | 0 | 0 | 0 | 0 | 0 | 0 | 0 | 0 | 0 | 0 | 0 | 0 | 0 | 0 | 0 | 0 | 0 | 0 | 0 | 0 | 0
space-heating | may | peak | 0 | 0 | 0 | 0 | 0 | 0 | 0 | 0 | 0 | 0 | 0 | 0 | 0 | 0 | 0 | 0 | 0 | 0 | 0 | 0 | 0 | 0 | 0 | 0
space-heating | june | peak | 0 | 0 | 0 | 0 | 0 | 0 | 0 | 0 | 0 | 0 | 0 | 0 | 0 | 0 | 0 | 0 | 0 | 0 | 0 | 0 | 0 | 0 | 0 | 0
space-heating | july | peak | 0 | 0 | 0 | 0 | 0 | 0 | 0 | 0 | 0 | 0 | 0 | 0 | 0 | 0 | 0 | 0 | 0 | 0 | 0 | 0 | 0 | 0 | 0 | 0
space-heating | august | peak | 0 | 0 | 0 | 0 | 0 | 0 | 0 | 0 | 0 | 0 | 0 | 0 | 0 | 0 | 0 | 0 | 0 | 0 | 0 | 0 | 0 | 0 | 0 | 0
space-heating | september | peak | 0 | 0 | 0 | 0 | 0 | 0 | 0 | 0 | 0 | 0 | 0 | 0 | 0 | 0 | 0 | 0 | 0 | 0 | 0 | 0 | 0 | 0 | 0 | 0
space-heating | october | peak | 0 | 0 | 0 | 0 | 0 | 0 | 0 | 0 | 0 | 0 | 0 | 0 | 0 | 0 | 0 | 0 | 0 | 0 | 0 | 0 | 0 | 0 | 0 | 0
space-heating | november | peak | 0 | 0 | 0 | 0 | 0 | 0 | 0 | 0 | 0 | 0 | 0 | 0 | 0 | 0 | 0 | 0 | 0 | 0 | 0 | 0 | 0 | 0 | 0 | 0
space-heating | december | peak | 0 | 0 | 0 | 0 | 0 | 0 | 0 | 0 | 0 | 0 | 0 | 0 | 0 | 0 | 0 | 0 | 0 | 0 | 0 | 0 | 0 | 0 | 0 | 0
space-heating | january | weekend | 0 | 0 | 0 | 0 | 0 | 0 | 0 | 0 | 0 | 0 | 0 | 0 | 0 | 0 | 0 | 0 | 0 | 0 | 0 | 0 | 0 | 0 | 0 | 0
space-heating | february | weekend | 0 | 0 | 0 | 0 | 0 | 0 | 0 | 0 | 0 | 0 | 0 | 0 | 0 | 0 | 0 | 0 | 0 | 0 | 0 | 0 | 0 | 0 | 0 | 0
space-heating | march | weekend | 0 | 0 | 0 | 0 | 0 | 0 | 0 | 0 | 0 | 0 | 0 | 0 | 0 | 0 | 0 | 0 | 0 | 0 | 0 | 0 | 0 | 0 | 0 | 0
space-heating | april | weekend | 0 | 0 | 0 | 0 | 0 | 0 | 0 | 0 | 0 | 0 | 0 | 0 | 0 | 0 | 0 | 0 | 0 | 0 | 0 | 0 | 0 | 0 | 0 | 0
space-heating | may | weekend | 0 | 0 | 0 | 0 | 0 | 0 | 0 | 0 | 0 | 0 | 0 | 0 | 0 | 0 | 0 | 0 | 0 | 0 | 0 | 0 | 0 | 0 | 0 | 0
space-heating | june | weekend | 0 | 0 | 0 | 0 | 0 | 0 | 0 | 0 | 0 | 0 | 0 | 0 | 0 | 0 | 0 | 0 | 0 | 0 | 0 | 0 | 0 | 0 | 0 | 0
space-heating | july | weekend | 0 | 0 | 0 | 0 | 0 | 0 | 0 | 0 | 0 | 0 | 0 | 0 | 0 | 0 | 0 | 0 | 0 | 0 | 0 | 0 | 0 | 0 | 0 | 0
space-heating | august | weekend | 0 | 0 | 0 | 0 | 0 | 0 | 0 | 0 | 0 | 0 | 0 | 0 | 0 | 0 | 0 | 0 | 0 | 0 | 0 | 0 | 0 | 0 | 0 | 0
space-heating | september | weekend | 0 | 0 | 0 | 0 | 0 | 0 | 0 | 0 | 0 | 0 | 0 | 0 | 0 | 0 | 0 | 0 | 0 | 0 | 0 | 0 | 0 | 0 | 0 | 0
space-heating | october | weekend | 0 | 0 | 0 | 0 | 0 | 0 | 0 | 0 | 0 | 0 | 0 | 0 | 0 | 0 | 0 | 0 | 0 | 0 | 0 | 0 | 0 | 0 | 0 | 0
space-heating | november | weekend | 0 | 0 | 0 | 0 | 0 | 0 | 0 | 0 | 0 | 0 | 0 | 0 | 0 | 0 | 0 | 0 | 0 | 0 | 0 | 0 | 0 | 0 | 0 | 0
space-heating | december | weekend | 0 | 0 | 0 | 0 | 0 | 0 | 0 | 0 | 0 | 0 | 0 | 0 | 0 | 0 | 0 | 0 | 0 | 0 | 0 | 0 | 0 | 0 | 0 | 0
water-heating | january | week | 0 | 0 | 0 | 0 | 0 | 0 | 0 | 0 | 0 | 0 | 0 | 0 | 0 | 0 | 0 | 0 | 0 | 0 | 0 | 0 | 0 | 0 | 0 | 0
water-heating | february | week | 0 | 0 | 0 | 0 | 0 | 0 | 0 | 0 | 0 | 0 | 0 | 0 | 0 | 0 | 0 | 0 | 0 | 0 | 0 | 0 | 0 | 0 | 0 | 0
water-heating | march | week | 0 | 0 | 0 | 0 | 0 | 0 | 0 | 0 | 0 | 0 | 0 | 0 | 0 | 0 | 0 | 0 | 0 | 0 | 0 | 0 | 0 | 0 | 0 | 0
water-heating | april | week | 0 | 0 | 0 | 0 | 0 | 0 | 0 | 0 | 0 | 0 | 0 | 0 | 0 | 0 | 0 | 0 | 0 | 0 | 0 | 0 | 0 | 0 | 0 | 0
water-heating | may | week | 0 | 0 | 0 | 0 | 0 | 0 | 0 | 0 | 0 | 0 | 0 | 0 | 0 | 0 | 0 | 0 | 0 | 0 | 0 | 0 | 0 | 0 | 0 | 0
water-heating | june | week | 0 | 0 | 0 | 0 | 0 | 0 | 0 | 0 | 0 | 0 | 0 | 0 | 0 | 0 | 0 | 0 | 0 | 0 | 0 | 0 | 0 | 0 | 0 | 0
water-heating | july | week | 0 | 0 | 0 | 0 | 0 | 0 | 0 | 0 | 0 | 0 | 0 | 0 | 0 | 0 | 0 | 0 | 0 | 0 | 0 | 0 | 0 | 0 | 0 | 0
water-heating | august | week | 0 | 0 | 0 | 0 | 0 | 0 | 0 | 0 | 0 | 0 | 0 | 0 | 0 | 0 | 0 | 0 | 0 | 0 | 0 | 0 | 0 | 0 | 0 | 0
water-heating | september | week | 0 | 0 | 0 | 0 | 0 | 0 | 0 | 0 | 0 | 0 | 0 | 0 | 0 | 0 | 0 | 0 | 0 | 0 | 0 | 0 | 0 | 0 | 0 | 0
water-heating | october | week | 0 | 0 | 0 | 0 | 0 | 0 | 0 | 0 | 0 | 0 | 0 | 0 | 0 | 0 | 0 | 0 | 0 | 0 | 0 | 0 | 0 | 0 | 0 | 0
water-heating | november | week | 0 | 0 | 0 | 0 | 0 | 0 | 0 | 0 | 0 | 0 | 0 | 0 | 0 | 0 | 0 | 0 | 0 | 0 | 0 | 0 | 0 | 0 | 0 | 0
water-heating | december | week | 0 | 0 | 0 | 0 | 0 | 0 | 0 | 0 | 0 | 0 | 0 | 0 | 0 | 0 | 0 | 0 | 0 | 0 | 0 | 0 | 0 | 0 | 0 | 0
water-heating | january | peak | 0 | 0 | 0 | 0 | 0 | 0 | 0 | 0 | 0 | 0 | 0 | 0 | 0 | 0 | 0 | 0 | 0 | 0 | 0 | 0 | 0 | 0 | 0 | 0
water-heating | february | peak | 0 | 0 | 0 | 0 | 0 | 0 | 0 | 0 | 0 | 0 | 0 | 0 | 0 | 0 | 0 | 0 | 0 | 0 | 0 | 0 | 0 | 0 | 0 | 0
water-heating | march | peak | 0 | 0 | 0 | 0 | 0 | 0 | 0 | 0 | 0 | 0 | 0 | 0 | 0 | 0 | 0 | 0 | 0 | 0 | 0 | 0 | 0 | 0 | 0 | 0
water-heating | april | peak | 0 | 0 | 0 | 0 | 0 | 0 | 0 | 0 | 0 | 0 | 0 | 0 | 0 | 0 | 0 | 0 | 0 | 0 | 0 | 0 | 0 | 0 | 0 | 0
water-heating | may | peak | 0 | 0 | 0 | 0 | 0 | 0 | 0 | 0 | 0 | 0 | 0 | 0 | 0 | 0 | 0 | 0 | 0 | 0 | 0 | 0 | 0 | 0 | 0 | 0
water-heating | june | peak | 0 | 0 | 0 | 0 | 0 | 0 | 0 | 0 | 0 | 0 | 0 | 0 | 0 | 0 | 0 | 0 | 0 | 0 | 0 | 0 | 0 | 0 | 0 | 0
water-heating | july | peak | 0 | 0 | 0 | 0 | 0 | 0 | 0 | 0 | 0 | 0 | 0 | 0 | 0 | 0 | 0 | 0 | 0 | 0 | 0 | 0 | 0 | 0 | 0 | 0
water-heating | august | peak | 0 | 0 | 0 | 0 | 0 | 0 | 0 | 0 | 0 | 0 | 0 | 0 | 0 | 0 | 0 | 0 | 0 | 0 | 0 | 0 | 0 | 0 | 0 | 0
water-heating | september | peak | 0 | 0 | 0 | 0 | 0 | 0 | 0 | 0 | 0 | 0 | 0 | 0 | 0 | 0 | 0 | 0 | 0 | 0 | 0 | 0 | 0 | 0 | 0 | 0
water-heating | october | peak | 0 | 0 | 0 | 0 | 0 | 0 | 0 | 0 | 0 | 0 | 0 | 0 | 0 | 0 | 0 | 0 | 0 | 0 | 0 | 0 | 0 | 0 | 0 | 0
water-heating | november | peak | 0 | 0 | 0 | 0 | 0 | 0 | 0 | 0 | 0 | 0 | 0 | 0 | 0 | 0 | 0 | 0 | 0 | 0 | 0 | 0 | 0 | 0 | 0 | 0
water-heating | december | peak | 0 | 0 | 0 | 0 | 0 | 0 | 0 | 0 | 0 | 0 | 0 | 0 | 0 | 0 | 0 | 0 | 0 | 0 | 0 | 0 | 0 | 0 | 0 | 0
water-heating | january | weekend | 0 | 0 | 0 | 0 | 0 | 0 | 0 | 0 | 0 | 0 | 0 | 0 | 0 | 0 | 0 | 0 | 0 | 0 | 0 | 0 | 0 | 0 | 0 | 0
water-heating | february | weekend | 0 | 0 | 0 | 0 | 0 | 0 | 0 | 0 | 0 | 0 | 0 | 0 | 0 | 0 | 0 | 0 | 0 | 0 | 0 | 0 | 0 | 0 | 0 | 0
water-heating | march | weekend | 0 | 0 | 0 | 0 | 0 | 0 | 0 | 0 | 0 | 0 | 0 | 0 | 0 | 0 | 0 | 0 | 0 | 0 | 0 | 0 | 0 | 0 | 0 | 0
water-heating | april | weekend | 0 | 0 | 0 | 0 | 0 | 0 | 0 | 0 | 0 | 0 | 0 | 0 | 0 | 0 | 0 | 0 | 0 | 0 | 0 | 0 | 0 | 0 | 0 | 0
water-heating | may | weekend | 0 | 0 | 0 | 0 | 0 | 0 | 0 | 0 | 0 | 0 | 0 | 0 | 0 | 0 | 0 | 0 | 0 | 0 | 0 | 0 | 0 | 0 | 0 | 0
water-heating | june | weekend | 0 | 0 | 0 | 0 | 0 | 0 | 0 | 0 | 0 | 0 | 0 | 0 | 0 | 0 | 0 | 0 | 0 | 0 | 0 | 0 | 0 | 0 | 0 | 0
water-heating | july | weekend | 0 | 0 | 0 | 0 | 0 | 0 | 0 | 0 | 0 | 0 | 0 | 0 | 0 | 0 | 0 | 0 | 0 | 0 | 0 | 0 | 0 | 0 | 0 | 0
water-heating | august | weekend | 0 | 0 | 0 | 0 | 0 | 0 | 0 | 0 | 0 | 0 | 0 | 0 | 0 | 0 | 0 | 0 | 0 | 0 | 0 | 0 | 0 | 0 | 0 | 0
water-heating | september | weekend | 0 | 0 | 0 | 0 | 0 | 0 | 0 | 0 | 0 | 0 | 0 | 0 | 0 | 0 | 0 | 0 | 0 | 0 | 0 | 0 | 0 | 0 | 0 | 0
water-heating | october | weekend | 0 | 0 | 0 | 0 | 0 | 0 | 0 | 0 | 0 | 0 | 0 | 0 | 0 | 0 | 0 | 0 | 0 | 0 | 0 | 0 | 0 | 0 | 0 | 0
water-heating | november | weekend | 0 | 0 | 0 | 0 | 0 | 0 | 0 | 0 | 0 | 0 | 0 | 0 | 0 | 0 | 0 | 0 | 0 | 0 | 0 | 0 | 0 | 0 | 0 | 0
water-heating | december | weekend | 0 | 0 | 0 | 0 | 0 | 0 | 0 | 0 | 0 | 0 | 0 | 0 | 0 | 0 | 0 | 0 | 0 | 0 | 0 | 0 | 0 | 0 | 0 | 0
naturalgas-only | january | week | 0 | 0 | 0 | 0 | 0 | 0 | 0 | 0 | 0 | 0 | 0 | 0 | 0 | 0 | 0 | 0 | 0 | 0 | 0 | 0 | 0 | 0 | 0 | 0
naturalgas-only | february | week | 0 | 0 | 0 | 0 | 0 | 0 | 0 | 0 | 0 | 0 | 0 | 0 | 0 | 0 | 0 | 0 | 0 | 0 | 0 | 0 | 0 | 0 | 0 | 0
naturalgas-only | march | week | 0 | 0 | 0 | 0 | 0 | 0 | 0 | 0 | 0 | 0 | 0 | 0 | 0 | 0 | 0 | 0 | 0 | 0 | 0 | 0 | 0 | 0 | 0 | 0
naturalgas-only | april | week | 0 | 0 | 0 | 0 | 0 | 0 | 0 | 0 | 0 | 0 | 0 | 0 | 0 | 0 | 0 | 0 | 0 | 0 | 0 | 0 | 0 | 0 | 0 | 0
naturalgas-only | may | week | 0 | 0 | 0 | 0 | 0 | 0 | 0 | 0 | 0 | 0 | 0 | 0 | 0 | 0 | 0 | 0 | 0 | 0 | 0 | 0 | 0 | 0 | 0 | 0
naturalgas-only | june | week | 0 | 0 | 0 | 0 | 0 | 0 | 0 | 0 | 0 | 0 | 0 | 0 | 0 | 0 | 0 | 0 | 0 | 0 | 0 | 0 | 0 | 0 | 0 | 0
naturalgas-only | july | week | 0 | 0 | 0 | 0 | 0 | 0 | 0 | 0 | 0 | 0 | 0 | 0 | 0 | 0 | 0 | 0 | 0 | 0 | 0 | 0 | 0 | 0 | 0 | 0
naturalgas-only | august | week | 0 | 0 | 0 | 0 | 0 | 0 | 0 | 0 | 0 | 0 | 0 | 0 | 0 | 0 | 0 | 0 | 0 | 0 | 0 | 0 | 0 | 0 | 0 | 0
naturalgas-only | september | week | 0 | 0 | 0 | 0 | 0 | 0 | 0 | 0 | 0 | 0 | 0 | 0 | 0 | 0 | 0 | 0 | 0 | 0 | 0 | 0 | 0 | 0 | 0 | 0
naturalgas-only | october | week | 0 | 0 | 0 | 0 | 0 | 0 | 0 | 0 | 0 | 0 | 0 | 0 | 0 | 0 | 0 | 0 | 0 | 0 | 0 | 0 | 0 | 0 | 0 | 0
naturalgas-only | november | week | 0 | 0 | 0 | 0 | 0 | 0 | 0 | 0 | 0 | 0 | 0 | 0 | 0 | 0 | 0 | 0 | 0 | 0 | 0 | 0 | 0 | 0 | 0 | 0
naturalgas-only | december | week | 0 | 0 | 0 | 0 | 0 | 0 | 0 | 0 | 0 | 0 | 0 | 0 | 0 | 0 | 0 | 0 | 0 | 0 | 0 | 0 | 0 | 0 | 0 | 0
naturalgas-only | january | peak | 0 | 0 | 0 | 0 | 0 | 0 | 0 | 0 | 0 | 0 | 0 | 0 | 0 | 0 | 0 | 0 | 0 | 0 | 0 | 0 | 0 | 0 | 0 | 0
naturalgas-only | february | peak | 0 | 0 | 0 | 0 | 0 | 0 | 0 | 0 | 0 | 0 | 0 | 0 | 0 | 0 | 0 | 0 | 0 | 0 | 0 | 0 | 0 | 0 | 0 | 0
naturalgas-only | march | peak | 0 | 0 | 0 | 0 | 0 | 0 | 0 | 0 | 0 | 0 | 0 | 0 | 0 | 0 | 0 | 0 | 0 | 0 | 0 | 0 | 0 | 0 | 0 | 0
naturalgas-only | april | peak | 0 | 0 | 0 | 0 | 0 | 0 | 0 | 0 | 0 | 0 | 0 | 0 | 0 | 0 | 0 | 0 | 0 | 0 | 0 | 0 | 0 | 0 | 0 | 0
naturalgas-only | may | peak | 0 | 0 | 0 | 0 | 0 | 0 | 0 | 0 | 0 | 0 | 0 | 0 | 0 | 0 | 0 | 0 | 0 | 0 | 0 | 0 | 0 | 0 | 0 | 0
naturalgas-only | june | peak | 0 | 0 | 0 | 0 | 0 | 0 | 0 | 0 | 0 | 0 | 0 | 0 | 0 | 0 | 0 | 0 | 0 | 0 | 0 | 0 | 0 | 0 | 0 | 0
naturalgas-only | july | peak | 0 | 0 | 0 | 0 | 0 | 0 | 0 | 0 | 0 | 0 | 0 | 0 | 0 | 0 | 0 | 0 | 0 | 0 | 0 | 0 | 0 | 0 | 0 | 0
naturalgas-only | august | peak | 0 | 0 | 0 | 0 | 0 | 0 | 0 | 0 | 0 | 0 | 0 | 0 | 0 | 0 | 0 | 0 | 0 | 0 | 0 | 0 | 0 | 0 | 0 | 0
naturalgas-only | september | peak | 0 | 0 | 0 | 0 | 0 | 0 | 0 | 0 | 0 | 0 | 0 | 0 | 0 | 0 | 0 | 0 | 0 | 0 | 0 | 0 | 0 | 0 | 0 | 0
naturalgas-only | october | peak | 0 | 0 | 0 | 0 | 0 | 0 | 0 | 0 | 0 | 0 | 0 | 0 | 0 | 0 | 0 | 0 | 0 | 0 | 0 | 0 | 0 | 0 | 0 | 0
naturalgas-only | november | peak | 0 | 0 | 0 | 0 | 0 | 0 | 0 | 0 | 0 | 0 | 0 | 0 | 0 | 0 | 0 | 0 | 0 | 0 | 0 | 0 | 0 | 0 | 0 | 0
naturalgas-only | december | peak | 0 | 0 | 0 | 0 | 0 | 0 | 0 | 0 | 0 | 0 | 0 | 0 | 0 | 0 | 0 | 0 | 0 | 0 | 0 | 0 | 0 | 0 | 0 | 0
naturalgas-only | january | weekend | 0 | 0 | 0 | 0 | 0 | 0 | 0 | 0 | 0 | 0 | 0 | 0 | 0 | 0 | 0 | 0 | 0 | 0 | 0 | 0 | 0 | 0 | 0 | 0
naturalgas-only | february | weekend | 0 | 0 | 0 | 0 | 0 | 0 | 0 | 0 | 0 | 0 | 0 | 0 | 0 | 0 | 0 | 0 | 0 | 0 | 0 | 0 | 0 | 0 | 0 | 0
naturalgas-only | march | weekend | 0 | 0 | 0 | 0 | 0 | 0 | 0 | 0 | 0 | 0 | 0 | 0 | 0 | 0 | 0 | 0 | 0 | 0 | 0 | 0 | 0 | 0 | 0 | 0
naturalgas-only | april | weekend | 0 | 0 | 0 | 0 | 0 | 0 | 0 | 0 | 0 | 0 | 0 | 0 | 0 | 0 | 0 | 0 | 0 | 0 | 0 | 0 | 0 | 0 | 0 | 0
naturalgas-only | may | weekend | 0 | 0 | 0 | 0 | 0 | 0 | 0 | 0 | 0 | 0 | 0 | 0 | 0 | 0 | 0 | 0 | 0 | 0 | 0 | 0 | 0 | 0 | 0 | 0
naturalgas-only | june | weekend | 0 | 0 | 0 | 0 | 0 | 0 | 0 | 0 | 0 | 0 | 0 | 0 | 0 | 0 | 0 | 0 | 0 | 0 | 0 | 0 | 0 | 0 | 0 | 0
naturalgas-only | july | weekend | 0 | 0 | 0 | 0 | 0 | 0 | 0 | 0 | 0 | 0 | 0 | 0 | 0 | 0 | 0 | 0 | 0 | 0 | 0 | 0 | 0 | 0 | 0 | 0
naturalgas-only | august | weekend | 0 | 0 | 0 | 0 | 0 | 0 | 0 | 0 | 0 | 0 | 0 | 0 | 0 | 0 | 0 | 0 | 0 | 0 | 0 | 0 | 0 | 0 | 0 | 0
naturalgas-only | september | weekend | 0 | 0 | 0 | 0 | 0 | 0 | 0 | 0 | 0 | 0 | 0 | 0 | 0 | 0 | 0 | 0 | 0 | 0 | 0 | 0 | 0 | 0 | 0 | 0
naturalgas-only | october | weekend | 0 | 0 | 0 | 0 | 0 | 0 | 0 | 0 | 0 | 0 | 0 | 0 | 0 | 0 | 0 | 0 | 0 | 0 | 0 | 0 | 0 | 0 | 0 | 0
naturalgas-only | november | weekend | 0 | 0 | 0 | 0 | 0 | 0 | 0 | 0 | 0 | 0 | 0 | 0 | 0 | 0 | 0 | 0 | 0 | 0 | 0 | 0 | 0 | 0 | 0 | 0
naturalgas-only | december | weekend | 0 | 0 | 0 | 0 | 0 | 0 | 0 | 0 | 0 | 0 | 0 | 0 | 0 | 0 | 0 | 0 | 0 | 0 | 0 | 0 | 0 | 0 | 0 | 0

## LoadInput_N5_P
|  |  | 1 | 2 | 3 | 4 | 5 | 6 | 7 | 8 | 9 | 10 | 11 | 12 | 13 | 14 | 15 | 16 | 17 | 18 | 19 | 20 | 21 | 22 | 23 | 24
electricity-only | January | week | 0 | 0 | 0 | 0 | 0 | 0 | 0 | 0 | 0 | 0 | 0 | 0 | 0 | 0 | 0 | 0 | 0 | 0 | 0 | 0 | 0 | 0 | 0 | 0
electricity-only | February | week | 0 | 0 | 0 | 0 | 0 | 0 | 0 | 0 | 0 | 0 | 0 | 0 | 0 | 0 | 0 | 0 | 0 | 0 | 0 | 0 | 0 | 0 | 0 | 0
electricity-only | March | week | 0 | 0 | 0 | 0 | 0 | 0 | 0 | 0 | 0 | 0 | 0 | 0 | 0 | 0 | 0 | 0 | 0 | 0 | 0 | 0 | 0 | 0 | 0 | 0
electricity-only | April | week | 0 | 0 | 0 | 0 | 0 | 0 | 0 | 0 | 0 | 0 | 0 | 0 | 0 | 0 | 0 | 0 | 0 | 0 | 0 | 0 | 0 | 0 | 0 | 0
electricity-only | May | week | 0 | 0 | 0 | 0 | 0 | 0 | 0 | 0 | 0 | 0 | 0 | 0 | 0 | 0 | 0 | 0 | 0 | 0 | 0 | 0 | 0 | 0 | 0 | 0
electricity-only | June | week | 0 | 0 | 0 | 0 | 0 | 0 | 0 | 0 | 0 | 0 | 0 | 0 | 0 | 0 | 0 | 0 | 0 | 0 | 0 | 0 | 0 | 0 | 0 | 0
electricity-only | July | week | 0 | 0 | 0 | 0 | 0 | 0 | 0 | 0 | 0 | 0 | 0 | 0 | 0 | 0 | 0 | 0 | 0 | 0 | 0 | 0 | 0 | 0 | 0 | 0
electricity-only | August | week | 0 | 0 | 0 | 0 | 0 | 0 | 0 | 0 | 0 | 0 | 0 | 0 | 0 | 0 | 0 | 0 | 0 | 0 | 0 | 0 | 0 | 0 | 0 | 0
electricity-only | September | week | 0 | 0 | 0 | 0 | 0 | 0 | 0 | 0 | 0 | 0 | 0 | 0 | 0 | 0 | 0 | 0 | 0 | 0 | 0 | 0 | 0 | 0 | 0 | 0
electricity-only | October | week | 0 | 0 | 0 | 0 | 0 | 0 | 0 | 0 | 0 | 0 | 0 | 0 | 0 | 0 | 0 | 0 | 0 | 0 | 0 | 0 | 0 | 0 | 0 | 0
electricity-only | November | week | 0 | 0 | 0 | 0 | 0 | 0 | 0 | 0 | 0 | 0 | 0 | 0 | 0 | 0 | 0 | 0 | 0 | 0 | 0 | 0 | 0 | 0 | 0 | 0
electricity-only | December | week | 0 | 0 | 0 | 0 | 0 | 0 | 0 | 0 | 0 | 0 | 0 | 0 | 0 | 0 | 0 | 0 | 0 | 0 | 0 | 0 | 0 | 0 | 0 | 0
electricity-only | January | peak | 0 | 0 | 0 | 0 | 0 | 0 | 0 | 0 | 0 | 0 | 0 | 0 | 0 | 0 | 0 | 0 | 0 | 0 | 0 | 0 | 0 | 0 | 0 | 0
electricity-only | February | peak | 0 | 0 | 0 | 0 | 0 | 0 | 0 | 0 | 0 | 0 | 0 | 0 | 0 | 0 | 0 | 0 | 0 | 0 | 0 | 0 | 0 | 0 | 0 | 0
electricity-only | March | peak | 0 | 0 | 0 | 0 | 0 | 0 | 0 | 0 | 0 | 0 | 0 | 0 | 0 | 0 | 0 | 0 | 0 | 0 | 0 | 0 | 0 | 0 | 0 | 0
electricity-only | April | peak | 0 | 0 | 0 | 0 | 0 | 0 | 0 | 0 | 0 | 0 | 0 | 0 | 0 | 0 | 0 | 0 | 0 | 0 | 0 | 0 | 0 | 0 | 0 | 0
electricity-only | May | peak | 0 | 0 | 0 | 0 | 0 | 0 | 0 | 0 | 0 | 0 | 0 | 0 | 0 | 0 | 0 | 0 | 0 | 0 | 0 | 0 | 0 | 0 | 0 | 0
electricity-only | June | peak | 0 | 0 | 0 | 0 | 0 | 0 | 0 | 0 | 0 | 0 | 0 | 0 | 0 | 0 | 0 | 0 | 0 | 0 | 0 | 0 | 0 | 0 | 0 | 0
electricity-only | July | peak | 0 | 0 | 0 | 0 | 0 | 0 | 0 | 0 | 0 | 0 | 0 | 0 | 0 | 0 | 0 | 0 | 0 | 0 | 0 | 0 | 0 | 0 | 0 | 0
electricity-only | August | peak | 0 | 0 | 0 | 0 | 0 | 0 | 0 | 0 | 0 | 0 | 0 | 0 | 0 | 0 | 0 | 0 | 0 | 0 | 0 | 0 | 0 | 0 | 0 | 0
electricity-only | September | peak | 0 | 0 | 0 | 0 | 0 | 0 | 0 | 0 | 0 | 0 | 0 | 0 | 0 | 0 | 0 | 0 | 0 | 0 | 0 | 0 | 0 | 0 | 0 | 0
electricity-only | October | peak | 0 | 0 | 0 | 0 | 0 | 0 | 0 | 0 | 0 | 0 | 0 | 0 | 0 | 0 | 0 | 0 | 0 | 0 | 0 | 0 | 0 | 0 | 0 | 0
electricity-only | November | peak | 0 | 0 | 0 | 0 | 0 | 0 | 0 | 0 | 0 | 0 | 0 | 0 | 0 | 0 | 0 | 0 | 0 | 0 | 0 | 0 | 0 | 0 | 0 | 0
electricity-only | December | peak | 0 | 0 | 0 | 0 | 0 | 0 | 0 | 0 | 0 | 0 | 0 | 0 | 0 | 0 | 0 | 0 | 0 | 0 | 0 | 0 | 0 | 0 | 0 | 0
electricity-only | January | weekend | 0 | 0 | 0 | 0 | 0 | 0 | 0 | 0 | 0 | 0 | 0 | 0 | 0 | 0 | 0 | 0 | 0 | 0 | 0 | 0 | 0 | 0 | 0 | 0
electricity-only | February | weekend | 0 | 0 | 0 | 0 | 0 | 0 | 0 | 0 | 0 | 0 | 0 | 0 | 0 | 0 | 0 | 0 | 0 | 0 | 0 | 0 | 0 | 0 | 0 | 0
electricity-only | March | weekend | 0 | 0 | 0 | 0 | 0 | 0 | 0 | 0 | 0 | 0 | 0 | 0 | 0 | 0 | 0 | 0 | 0 | 0 | 0 | 0 | 0 | 0 | 0 | 0
electricity-only | April | weekend | 0 | 0 | 0 | 0 | 0 | 0 | 0 | 0 | 0 | 0 | 0 | 0 | 0 | 0 | 0 | 0 | 0 | 0 | 0 | 0 | 0 | 0 | 0 | 0
electricity-only | May | weekend | 0 | 0 | 0 | 0 | 0 | 0 | 0 | 0 | 0 | 0 | 0 | 0 | 0 | 0 | 0 | 0 | 0 | 0 | 0 | 0 | 0 | 0 | 0 | 0
electricity-only | June | weekend | 0 | 0 | 0 | 0 | 0 | 0 | 0 | 0 | 0 | 0 | 0 | 0 | 0 | 0 | 0 | 0 | 0 | 0 | 0 | 0 | 0 | 0 | 0 | 0
electricity-only | July | weekend | 0 | 0 | 0 | 0 | 0 | 0 | 0 | 0 | 0 | 0 | 0 | 0 | 0 | 0 | 0 | 0 | 0 | 0 | 0 | 0 | 0 | 0 | 0 | 0
electricity-only | August | weekend | 0 | 0 | 0 | 0 | 0 | 0 | 0 | 0 | 0 | 0 | 0 | 0 | 0 | 0 | 0 | 0 | 0 | 0 | 0 | 0 | 0 | 0 | 0 | 0
electricity-only | September | weekend | 0 | 0 | 0 | 0 | 0 | 0 | 0 | 0 | 0 | 0 | 0 | 0 | 0 | 0 | 0 | 0 | 0 | 0 | 0 | 0 | 0 | 0 | 0 | 0
electricity-only | October | weekend | 0 | 0 | 0 | 0 | 0 | 0 | 0 | 0 | 0 | 0 | 0 | 0 | 0 | 0 | 0 | 0 | 0 | 0 | 0 | 0 | 0 | 0 | 0 | 0
electricity-only | November | weekend | 0 | 0 | 0 | 0 | 0 | 0 | 0 | 0 | 0 | 0 | 0 | 0 | 0 | 0 | 0 | 0 | 0 | 0 | 0 | 0 | 0 | 0 | 0 | 0
electricity-only | December | weekend | 0 | 0 | 0 | 0 | 0 | 0 | 0 | 0 | 0 | 0 | 0 | 0 | 0 | 0 | 0 | 0 | 0 | 0 | 0 | 0 | 0 | 0 | 0 | 0
cooling | January | week | 0 | 0 | 0 | 0 | 0 | 0 | 0 | 0 | 0 | 0 | 0 | 0 | 0 | 0 | 0 | 0 | 0 | 0 | 0 | 0 | 0 | 0 | 0 | 0
cooling | February | week | 0 | 0 | 0 | 0 | 0 | 0 | 0 | 0 | 0 | 0 | 0 | 0 | 0 | 0 | 0 | 0 | 0 | 0 | 0 | 0 | 0 | 0 | 0 | 0
cooling | March | week | 0 | 0 | 0 | 0 | 0 | 0 | 0 | 0 | 0 | 0 | 0 | 0 | 0 | 0 | 0 | 0 | 0 | 0 | 0 | 0 | 0 | 0 | 0 | 0
cooling | April | week | 0 | 0 | 0 | 0 | 0 | 0 | 0 | 0 | 0 | 0 | 0 | 0 | 0 | 0 | 0 | 0 | 0 | 0 | 0 | 0 | 0 | 0 | 0 | 0
cooling | May | week | 0 | 0 | 0 | 0 | 0 | 0 | 0 | 0 | 0 | 0 | 0 | 0 | 0 | 0 | 0 | 0 | 0 | 0 | 0 | 0 | 0 | 0 | 0 | 0
cooling | June | week | 0 | 0 | 0 | 0 | 0 | 0 | 0 | 0 | 0 | 0 | 0 | 0 | 0 | 0 | 0 | 0 | 0 | 0 | 0 | 0 | 0 | 0 | 0 | 0
cooling | July | week | 0 | 0 | 0 | 0 | 0 | 0 | 0 | 0 | 0 | 0 | 0 | 0 | 0 | 0 | 0 | 0 | 0 | 0 | 0 | 0 | 0 | 0 | 0 | 0
cooling | August | week | 0 | 0 | 0 | 0 | 0 | 0 | 0 | 0 | 0 | 0 | 0 | 0 | 0 | 0 | 0 | 0 | 0 | 0 | 0 | 0 | 0 | 0 | 0 | 0
cooling | September | week | 0 | 0 | 0 | 0 | 0 | 0 | 0 | 0 | 0 | 0 | 0 | 0 | 0 | 0 | 0 | 0 | 0 | 0 | 0 | 0 | 0 | 0 | 0 | 0
cooling | October | week | 0 | 0 | 0 | 0 | 0 | 0 | 0 | 0 | 0 | 0 | 0 | 0 | 0 | 0 | 0 | 0 | 0 | 0 | 0 | 0 | 0 | 0 | 0 | 0
cooling | November | week | 0 | 0 | 0 | 0 | 0 | 0 | 0 | 0 | 0 | 0 | 0 | 0 | 0 | 0 | 0 | 0 | 0 | 0 | 0 | 0 | 0 | 0 | 0 | 0
cooling | December | week | 0 | 0 | 0 | 0 | 0 | 0 | 0 | 0 | 0 | 0 | 0 | 0 | 0 | 0 | 0 | 0 | 0 | 0 | 0 | 0 | 0 | 0 | 0 | 0
cooling | January | peak | 0 | 0 | 0 | 0 | 0 | 0 | 0 | 0 | 0 | 0 | 0 | 0 | 0 | 0 | 0 | 0 | 0 | 0 | 0 | 0 | 0 | 0 | 0 | 0
cooling | February | peak | 0 | 0 | 0 | 0 | 0 | 0 | 0 | 0 | 0 | 0 | 0 | 0 | 0 | 0 | 0 | 0 | 0 | 0 | 0 | 0 | 0 | 0 | 0 | 0
cooling | March | peak | 0 | 0 | 0 | 0 | 0 | 0 | 0 | 0 | 0 | 0 | 0 | 0 | 0 | 0 | 0 | 0 | 0 | 0 | 0 | 0 | 0 | 0 | 0 | 0
cooling | April | peak | 0 | 0 | 0 | 0 | 0 | 0 | 0 | 0 | 0 | 0 | 0 | 0 | 0 | 0 | 0 | 0 | 0 | 0 | 0 | 0 | 0 | 0 | 0 | 0
cooling | May | peak | 0 | 0 | 0 | 0 | 0 | 0 | 0 | 0 | 0 | 0 | 0 | 0 | 0 | 0 | 0 | 0 | 0 | 0 | 0 | 0 | 0 | 0 | 0 | 0
cooling | June | peak | 0 | 0 | 0 | 0 | 0 | 0 | 0 | 0 | 0 | 0 | 0 | 0 | 0 | 0 | 0 | 0 | 0 | 0 | 0 | 0 | 0 | 0 | 0 | 0
cooling | July | peak | 0 | 0 | 0 | 0 | 0 | 0 | 0 | 0 | 0 | 0 | 0 | 0 | 0 | 0 | 0 | 0 | 0 | 0 | 0 | 0 | 0 | 0 | 0 | 0
cooling | August | peak | 0 | 0 | 0 | 0 | 0 | 0 | 0 | 0 | 0 | 0 | 0 | 0 | 0 | 0 | 0 | 0 | 0 | 0 | 0 | 0 | 0 | 0 | 0 | 0
cooling | September | peak | 0 | 0 | 0 | 0 | 0 | 0 | 0 | 0 | 0 | 0 | 0 | 0 | 0 | 0 | 0 | 0 | 0 | 0 | 0 | 0 | 0 | 0 | 0 | 0
cooling | October | peak | 0 | 0 | 0 | 0 | 0 | 0 | 0 | 0 | 0 | 0 | 0 | 0 | 0 | 0 | 0 | 0 | 0 | 0 | 0 | 0 | 0 | 0 | 0 | 0
cooling | November | peak | 0 | 0 | 0 | 0 | 0 | 0 | 0 | 0 | 0 | 0 | 0 | 0 | 0 | 0 | 0 | 0 | 0 | 0 | 0 | 0 | 0 | 0 | 0 | 0
cooling | December | peak | 0 | 0 | 0 | 0 | 0 | 0 | 0 | 0 | 0 | 0 | 0 | 0 | 0 | 0 | 0 | 0 | 0 | 0 | 0 | 0 | 0 | 0 | 0 | 0
cooling | January | weekend | 0 | 0 | 0 | 0 | 0 | 0 | 0 | 0 | 0 | 0 | 0 | 0 | 0 | 0 | 0 | 0 | 0 | 0 | 0 | 0 | 0 | 0 | 0 | 0
cooling | February | weekend | 0 | 0 | 0 | 0 | 0 | 0 | 0 | 0 | 0 | 0 | 0 | 0 | 0 | 0 | 0 | 0 | 0 | 0 | 0 | 0 | 0 | 0 | 0 | 0
cooling | March | weekend | 0 | 0 | 0 | 0 | 0 | 0 | 0 | 0 | 0 | 0 | 0 | 0 | 0 | 0 | 0 | 0 | 0 | 0 | 0 | 0 | 0 | 0 | 0 | 0
cooling | April | weekend | 0 | 0 | 0 | 0 | 0 | 0 | 0 | 0 | 0 | 0 | 0 | 0 | 0 | 0 | 0 | 0 | 0 | 0 | 0 | 0 | 0 | 0 | 0 | 0
cooling | May | weekend | 0 | 0 | 0 | 0 | 0 | 0 | 0 | 0 | 0 | 0 | 0 | 0 | 0 | 0 | 0 | 0 | 0 | 0 | 0 | 0 | 0 | 0 | 0 | 0
cooling | June | weekend | 0 | 0 | 0 | 0 | 0 | 0 | 0 | 0 | 0 | 0 | 0 | 0 | 0 | 0 | 0 | 0 | 0 | 0 | 0 | 0 | 0 | 0 | 0 | 0
cooling | July | weekend | 0 | 0 | 0 | 0 | 0 | 0 | 0 | 0 | 0 | 0 | 0 | 0 | 0 | 0 | 0 | 0 | 0 | 0 | 0 | 0 | 0 | 0 | 0 | 0
cooling | August | weekend | 0 | 0 | 0 | 0 | 0 | 0 | 0 | 0 | 0 | 0 | 0 | 0 | 0 | 0 | 0 | 0 | 0 | 0 | 0 | 0 | 0 | 0 | 0 | 0
cooling | September | weekend | 0 | 0 | 0 | 0 | 0 | 0 | 0 | 0 | 0 | 0 | 0 | 0 | 0 | 0 | 0 | 0 | 0 | 0 | 0 | 0 | 0 | 0 | 0 | 0
cooling | October | weekend | 0 | 0 | 0 | 0 | 0 | 0 | 0 | 0 | 0 | 0 | 0 | 0 | 0 | 0 | 0 | 0 | 0 | 0 | 0 | 0 | 0 | 0 | 0 | 0
cooling | November | weekend | 0 | 0 | 0 | 0 | 0 | 0 | 0 | 0 | 0 | 0 | 0 | 0 | 0 | 0 | 0 | 0 | 0 | 0 | 0 | 0 | 0 | 0 | 0 | 0
cooling | December | weekend | 0 | 0 | 0 | 0 | 0 | 0 | 0 | 0 | 0 | 0 | 0 | 0 | 0 | 0 | 0 | 0 | 0 | 0 | 0 | 0 | 0 | 0 | 0 | 0
refrigeration | January | week | 0 | 0 | 0 | 0 | 0 | 0 | 0 | 0 | 0 | 0 | 0 | 0 | 0 | 0 | 0 | 0 | 0 | 0 | 0 | 0 | 0 | 0 | 0 | 0
refrigeration | February | week | 0 | 0 | 0 | 0 | 0 | 0 | 0 | 0 | 0 | 0 | 0 | 0 | 0 | 0 | 0 | 0 | 0 | 0 | 0 | 0 | 0 | 0 | 0 | 0
refrigeration | March | week | 0 | 0 | 0 | 0 | 0 | 0 | 0 | 0 | 0 | 0 | 0 | 0 | 0 | 0 | 0 | 0 | 0 | 0 | 0 | 0 | 0 | 0 | 0 | 0
refrigeration | April | week | 0 | 0 | 0 | 0 | 0 | 0 | 0 | 0 | 0 | 0 | 0 | 0 | 0 | 0 | 0 | 0 | 0 | 0 | 0 | 0 | 0 | 0 | 0 | 0
refrigeration | May | week | 0 | 0 | 0 | 0 | 0 | 0 | 0 | 0 | 0 | 0 | 0 | 0 | 0 | 0 | 0 | 0 | 0 | 0 | 0 | 0 | 0 | 0 | 0 | 0
refrigeration | June | week | 0 | 0 | 0 | 0 | 0 | 0 | 0 | 0 | 0 | 0 | 0 | 0 | 0 | 0 | 0 | 0 | 0 | 0 | 0 | 0 | 0 | 0 | 0 | 0
refrigeration | July | week | 0 | 0 | 0 | 0 | 0 | 0 | 0 | 0 | 0 | 0 | 0 | 0 | 0 | 0 | 0 | 0 | 0 | 0 | 0 | 0 | 0 | 0 | 0 | 0
refrigeration | August | week | 0 | 0 | 0 | 0 | 0 | 0 | 0 | 0 | 0 | 0 | 0 | 0 | 0 | 0 | 0 | 0 | 0 | 0 | 0 | 0 | 0 | 0 | 0 | 0
refrigeration | September | week | 0 | 0 | 0 | 0 | 0 | 0 | 0 | 0 | 0 | 0 | 0 | 0 | 0 | 0 | 0 | 0 | 0 | 0 | 0 | 0 | 0 | 0 | 0 | 0
refrigeration | October | week | 0 | 0 | 0 | 0 | 0 | 0 | 0 | 0 | 0 | 0 | 0 | 0 | 0 | 0 | 0 | 0 | 0 | 0 | 0 | 0 | 0 | 0 | 0 | 0
refrigeration | November | week | 0 | 0 | 0 | 0 | 0 | 0 | 0 | 0 | 0 | 0 | 0 | 0 | 0 | 0 | 0 | 0 | 0 | 0 | 0 | 0 | 0 | 0 | 0 | 0
refrigeration | December | week | 0 | 0 | 0 | 0 | 0 | 0 | 0 | 0 | 0 | 0 | 0 | 0 | 0 | 0 | 0 | 0 | 0 | 0 | 0 | 0 | 0 | 0 | 0 | 0
refrigeration | January | peak | 0 | 0 | 0 | 0 | 0 | 0 | 0 | 0 | 0 | 0 | 0 | 0 | 0 | 0 | 0 | 0 | 0 | 0 | 0 | 0 | 0 | 0 | 0 | 0
refrigeration | February | peak | 0 | 0 | 0 | 0 | 0 | 0 | 0 | 0 | 0 | 0 | 0 | 0 | 0 | 0 | 0 | 0 | 0 | 0 | 0 | 0 | 0 | 0 | 0 | 0
refrigeration | March | peak | 0 | 0 | 0 | 0 | 0 | 0 | 0 | 0 | 0 | 0 | 0 | 0 | 0 | 0 | 0 | 0 | 0 | 0 | 0 | 0 | 0 | 0 | 0 | 0
refrigeration | April | peak | 0 | 0 | 0 | 0 | 0 | 0 | 0 | 0 | 0 | 0 | 0 | 0 | 0 | 0 | 0 | 0 | 0 | 0 | 0 | 0 | 0 | 0 | 0 | 0
refrigeration | May | peak | 0 | 0 | 0 | 0 | 0 | 0 | 0 | 0 | 0 | 0 | 0 | 0 | 0 | 0 | 0 | 0 | 0 | 0 | 0 | 0 | 0 | 0 | 0 | 0
refrigeration | June | peak | 0 | 0 | 0 | 0 | 0 | 0 | 0 | 0 | 0 | 0 | 0 | 0 | 0 | 0 | 0 | 0 | 0 | 0 | 0 | 0 | 0 | 0 | 0 | 0
refrigeration | July | peak | 0 | 0 | 0 | 0 | 0 | 0 | 0 | 0 | 0 | 0 | 0 | 0 | 0 | 0 | 0 | 0 | 0 | 0 | 0 | 0 | 0 | 0 | 0 | 0
refrigeration | August | peak | 0 | 0 | 0 | 0 | 0 | 0 | 0 | 0 | 0 | 0 | 0 | 0 | 0 | 0 | 0 | 0 | 0 | 0 | 0 | 0 | 0 | 0 | 0 | 0
refrigeration | September | peak | 0 | 0 | 0 | 0 | 0 | 0 | 0 | 0 | 0 | 0 | 0 | 0 | 0 | 0 | 0 | 0 | 0 | 0 | 0 | 0 | 0 | 0 | 0 | 0
refrigeration | October | peak | 0 | 0 | 0 | 0 | 0 | 0 | 0 | 0 | 0 | 0 | 0 | 0 | 0 | 0 | 0 | 0 | 0 | 0 | 0 | 0 | 0 | 0 | 0 | 0
refrigeration | November | peak | 0 | 0 | 0 | 0 | 0 | 0 | 0 | 0 | 0 | 0 | 0 | 0 | 0 | 0 | 0 | 0 | 0 | 0 | 0 | 0 | 0 | 0 | 0 | 0
refrigeration | December | peak | 0 | 0 | 0 | 0 | 0 | 0 | 0 | 0 | 0 | 0 | 0 | 0 | 0 | 0 | 0 | 0 | 0 | 0 | 0 | 0 | 0 | 0 | 0 | 0
refrigeration | January | weekend | 0 | 0 | 0 | 0 | 0 | 0 | 0 | 0 | 0 | 0 | 0 | 0 | 0 | 0 | 0 | 0 | 0 | 0 | 0 | 0 | 0 | 0 | 0 | 0
refrigeration | February | weekend | 0 | 0 | 0 | 0 | 0 | 0 | 0 | 0 | 0 | 0 | 0 | 0 | 0 | 0 | 0 | 0 | 0 | 0 | 0 | 0 | 0 | 0 | 0 | 0
refrigeration | March | weekend | 0 | 0 | 0 | 0 | 0 | 0 | 0 | 0 | 0 | 0 | 0 | 0 | 0 | 0 | 0 | 0 | 0 | 0 | 0 | 0 | 0 | 0 | 0 | 0
refrigeration | April | weekend | 0 | 0 | 0 | 0 | 0 | 0 | 0 | 0 | 0 | 0 | 0 | 0 | 0 | 0 | 0 | 0 | 0 | 0 | 0 | 0 | 0 | 0 | 0 | 0
refrigeration | May | weekend | 0 | 0 | 0 | 0 | 0 | 0 | 0 | 0 | 0 | 0 | 0 | 0 | 0 | 0 | 0 | 0 | 0 | 0 | 0 | 0 | 0 | 0 | 0 | 0
refrigeration | June | weekend | 0 | 0 | 0 | 0 | 0 | 0 | 0 | 0 | 0 | 0 | 0 | 0 | 0 | 0 | 0 | 0 | 0 | 0 | 0 | 0 | 0 | 0 | 0 | 0
refrigeration | July | weekend | 0 | 0 | 0 | 0 | 0 | 0 | 0 | 0 | 0 | 0 | 0 | 0 | 0 | 0 | 0 | 0 | 0 | 0 | 0 | 0 | 0 | 0 | 0 | 0
refrigeration | August | weekend | 0 | 0 | 0 | 0 | 0 | 0 | 0 | 0 | 0 | 0 | 0 | 0 | 0 | 0 | 0 | 0 | 0 | 0 | 0 | 0 | 0 | 0 | 0 | 0
refrigeration | September | weekend | 0 | 0 | 0 | 0 | 0 | 0 | 0 | 0 | 0 | 0 | 0 | 0 | 0 | 0 | 0 | 0 | 0 | 0 | 0 | 0 | 0 | 0 | 0 | 0
refrigeration | October | weekend | 0 | 0 | 0 | 0 | 0 | 0 | 0 | 0 | 0 | 0 | 0 | 0 | 0 | 0 | 0 | 0 | 0 | 0 | 0 | 0 | 0 | 0 | 0 | 0
refrigeration | November | weekend | 0 | 0 | 0 | 0 | 0 | 0 | 0 | 0 | 0 | 0 | 0 | 0 | 0 | 0 | 0 | 0 | 0 | 0 | 0 | 0 | 0 | 0 | 0 | 0
refrigeration | December | weekend | 0 | 0 | 0 | 0 | 0 | 0 | 0 | 0 | 0 | 0 | 0 | 0 | 0 | 0 | 0 | 0 | 0 | 0 | 0 | 0 | 0 | 0 | 0 | 0
space-heating | January | week | 0 | 0 | 0 | 0 | 0 | 0 | 0 | 0 | 0 | 0 | 0 | 0 | 0 | 0 | 0 | 0 | 0 | 0 | 0 | 0 | 0 | 0 | 0 | 0
space-heating | February | week | 0 | 0 | 0 | 0 | 0 | 0 | 0 | 0 | 0 | 0 | 0 | 0 | 0 | 0 | 0 | 0 | 0 | 0 | 0 | 0 | 0 | 0 | 0 | 0
space-heating | March | week | 0 | 0 | 0 | 0 | 0 | 0 | 0 | 0 | 0 | 0 | 0 | 0 | 0 | 0 | 0 | 0 | 0 | 0 | 0 | 0 | 0 | 0 | 0 | 0
space-heating | April | week | 0 | 0 | 0 | 0 | 0 | 0 | 0 | 0 | 0 | 0 | 0 | 0 | 0 | 0 | 0 | 0 | 0 | 0 | 0 | 0 | 0 | 0 | 0 | 0
space-heating | May | week | 0 | 0 | 0 | 0 | 0 | 0 | 0 | 0 | 0 | 0 | 0 | 0 | 0 | 0 | 0 | 0 | 0 | 0 | 0 | 0 | 0 | 0 | 0 | 0
space-heating | June | week | 0 | 0 | 0 | 0 | 0 | 0 | 0 | 0 | 0 | 0 | 0 | 0 | 0 | 0 | 0 | 0 | 0 | 0 | 0 | 0 | 0 | 0 | 0 | 0
space-heating | July | week | 0 | 0 | 0 | 0 | 0 | 0 | 0 | 0 | 0 | 0 | 0 | 0 | 0 | 0 | 0 | 0 | 0 | 0 | 0 | 0 | 0 | 0 | 0 | 0
space-heating | August | week | 0 | 0 | 0 | 0 | 0 | 0 | 0 | 0 | 0 | 0 | 0 | 0 | 0 | 0 | 0 | 0 | 0 | 0 | 0 | 0 | 0 | 0 | 0 | 0
space-heating | September | week | 0 | 0 | 0 | 0 | 0 | 0 | 0 | 0 | 0 | 0 | 0 | 0 | 0 | 0 | 0 | 0 | 0 | 0 | 0 | 0 | 0 | 0 | 0 | 0
space-heating | October | week | 0 | 0 | 0 | 0 | 0 | 0 | 0 | 0 | 0 | 0 | 0 | 0 | 0 | 0 | 0 | 0 | 0 | 0 | 0 | 0 | 0 | 0 | 0 | 0
space-heating | November | week | 0 | 0 | 0 | 0 | 0 | 0 | 0 | 0 | 0 | 0 | 0 | 0 | 0 | 0 | 0 | 0 | 0 | 0 | 0 | 0 | 0 | 0 | 0 | 0
space-heating | December | week | 0 | 0 | 0 | 0 | 0 | 0 | 0 | 0 | 0 | 0 | 0 | 0 | 0 | 0 | 0 | 0 | 0 | 0 | 0 | 0 | 0 | 0 | 0 | 0
space-heating | January | peak | 0 | 0 | 0 | 0 | 0 | 0 | 0 | 0 | 0 | 0 | 0 | 0 | 0 | 0 | 0 | 0 | 0 | 0 | 0 | 0 | 0 | 0 | 0 | 0
space-heating | February | peak | 0 | 0 | 0 | 0 | 0 | 0 | 0 | 0 | 0 | 0 | 0 | 0 | 0 | 0 | 0 | 0 | 0 | 0 | 0 | 0 | 0 | 0 | 0 | 0
space-heating | March | peak | 0 | 0 | 0 | 0 | 0 | 0 | 0 | 0 | 0 | 0 | 0 | 0 | 0 | 0 | 0 | 0 | 0 | 0 | 0 | 0 | 0 | 0 | 0 | 0
space-heating | April | peak | 0 | 0 | 0 | 0 | 0 | 0 | 0 | 0 | 0 | 0 | 0 | 0 | 0 | 0 | 0 | 0 | 0 | 0 | 0 | 0 | 0 | 0 | 0 | 0
space-heating | May | peak | 0 | 0 | 0 | 0 | 0 | 0 | 0 | 0 | 0 | 0 | 0 | 0 | 0 | 0 | 0 | 0 | 0 | 0 | 0 | 0 | 0 | 0 | 0 | 0
space-heating | June | peak | 0 | 0 | 0 | 0 | 0 | 0 | 0 | 0 | 0 | 0 | 0 | 0 | 0 | 0 | 0 | 0 | 0 | 0 | 0 | 0 | 0 | 0 | 0 | 0
space-heating | July | peak | 0 | 0 | 0 | 0 | 0 | 0 | 0 | 0 | 0 | 0 | 0 | 0 | 0 | 0 | 0 | 0 | 0 | 0 | 0 | 0 | 0 | 0 | 0 | 0
space-heating | August | peak | 0 | 0 | 0 | 0 | 0 | 0 | 0 | 0 | 0 | 0 | 0 | 0 | 0 | 0 | 0 | 0 | 0 | 0 | 0 | 0 | 0 | 0 | 0 | 0
space-heating | September | peak | 0 | 0 | 0 | 0 | 0 | 0 | 0 | 0 | 0 | 0 | 0 | 0 | 0 | 0 | 0 | 0 | 0 | 0 | 0 | 0 | 0 | 0 | 0 | 0
space-heating | October | peak | 0 | 0 | 0 | 0 | 0 | 0 | 0 | 0 | 0 | 0 | 0 | 0 | 0 | 0 | 0 | 0 | 0 | 0 | 0 | 0 | 0 | 0 | 0 | 0
space-heating | November | peak | 0 | 0 | 0 | 0 | 0 | 0 | 0 | 0 | 0 | 0 | 0 | 0 | 0 | 0 | 0 | 0 | 0 | 0 | 0 | 0 | 0 | 0 | 0 | 0
space-heating | December | peak | 0 | 0 | 0 | 0 | 0 | 0 | 0 | 0 | 0 | 0 | 0 | 0 | 0 | 0 | 0 | 0 | 0 | 0 | 0 | 0 | 0 | 0 | 0 | 0
space-heating | January | weekend | 0 | 0 | 0 | 0 | 0 | 0 | 0 | 0 | 0 | 0 | 0 | 0 | 0 | 0 | 0 | 0 | 0 | 0 | 0 | 0 | 0 | 0 | 0 | 0
space-heating | February | weekend | 0 | 0 | 0 | 0 | 0 | 0 | 0 | 0 | 0 | 0 | 0 | 0 | 0 | 0 | 0 | 0 | 0 | 0 | 0 | 0 | 0 | 0 | 0 | 0
space-heating | March | weekend | 0 | 0 | 0 | 0 | 0 | 0 | 0 | 0 | 0 | 0 | 0 | 0 | 0 | 0 | 0 | 0 | 0 | 0 | 0 | 0 | 0 | 0 | 0 | 0
space-heating | April | weekend | 0 | 0 | 0 | 0 | 0 | 0 | 0 | 0 | 0 | 0 | 0 | 0 | 0 | 0 | 0 | 0 | 0 | 0 | 0 | 0 | 0 | 0 | 0 | 0
space-heating | May | weekend | 0 | 0 | 0 | 0 | 0 | 0 | 0 | 0 | 0 | 0 | 0 | 0 | 0 | 0 | 0 | 0 | 0 | 0 | 0 | 0 | 0 | 0 | 0 | 0
space-heating | June | weekend | 0 | 0 | 0 | 0 | 0 | 0 | 0 | 0 | 0 | 0 | 0 | 0 | 0 | 0 | 0 | 0 | 0 | 0 | 0 | 0 | 0 | 0 | 0 | 0
space-heating | July | weekend | 0 | 0 | 0 | 0 | 0 | 0 | 0 | 0 | 0 | 0 | 0 | 0 | 0 | 0 | 0 | 0 | 0 | 0 | 0 | 0 | 0 | 0 | 0 | 0
space-heating | August | weekend | 0 | 0 | 0 | 0 | 0 | 0 | 0 | 0 | 0 | 0 | 0 | 0 | 0 | 0 | 0 | 0 | 0 | 0 | 0 | 0 | 0 | 0 | 0 | 0
space-heating | September | weekend | 0 | 0 | 0 | 0 | 0 | 0 | 0 | 0 | 0 | 0 | 0 | 0 | 0 | 0 | 0 | 0 | 0 | 0 | 0 | 0 | 0 | 0 | 0 | 0
space-heating | October | weekend | 0 | 0 | 0 | 0 | 0 | 0 | 0 | 0 | 0 | 0 | 0 | 0 | 0 | 0 | 0 | 0 | 0 | 0 | 0 | 0 | 0 | 0 | 0 | 0
space-heating | November | weekend | 0 | 0 | 0 | 0 | 0 | 0 | 0 | 0 | 0 | 0 | 0 | 0 | 0 | 0 | 0 | 0 | 0 | 0 | 0 | 0 | 0 | 0 | 0 | 0
space-heating | December | weekend | 0 | 0 | 0 | 0 | 0 | 0 | 0 | 0 | 0 | 0 | 0 | 0 | 0 | 0 | 0 | 0 | 0 | 0 | 0 | 0 | 0 | 0 | 0 | 0
water-heating | January | week | 0 | 0 | 0 | 0 | 0 | 0 | 0 | 0 | 0 | 0 | 0 | 0 | 0 | 0 | 0 | 0 | 0 | 0 | 0 | 0 | 0 | 0 | 0 | 0
water-heating | February | week | 0 | 0 | 0 | 0 | 0 | 0 | 0 | 0 | 0 | 0 | 0 | 0 | 0 | 0 | 0 | 0 | 0 | 0 | 0 | 0 | 0 | 0 | 0 | 0
water-heating | March | week | 0 | 0 | 0 | 0 | 0 | 0 | 0 | 0 | 0 | 0 | 0 | 0 | 0 | 0 | 0 | 0 | 0 | 0 | 0 | 0 | 0 | 0 | 0 | 0
water-heating | April | week | 0 | 0 | 0 | 0 | 0 | 0 | 0 | 0 | 0 | 0 | 0 | 0 | 0 | 0 | 0 | 0 | 0 | 0 | 0 | 0 | 0 | 0 | 0 | 0
water-heating | May | week | 0 | 0 | 0 | 0 | 0 | 0 | 0 | 0 | 0 | 0 | 0 | 0 | 0 | 0 | 0 | 0 | 0 | 0 | 0 | 0 | 0 | 0 | 0 | 0
water-heating | June | week | 0 | 0 | 0 | 0 | 0 | 0 | 0 | 0 | 0 | 0 | 0 | 0 | 0 | 0 | 0 | 0 | 0 | 0 | 0 | 0 | 0 | 0 | 0 | 0
water-heating | July | week | 0 | 0 | 0 | 0 | 0 | 0 | 0 | 0 | 0 | 0 | 0 | 0 | 0 | 0 | 0 | 0 | 0 | 0 | 0 | 0 | 0 | 0 | 0 | 0
water-heating | August | week | 0 | 0 | 0 | 0 | 0 | 0 | 0 | 0 | 0 | 0 | 0 | 0 | 0 | 0 | 0 | 0 | 0 | 0 | 0 | 0 | 0 | 0 | 0 | 0
water-heating | September | week | 0 | 0 | 0 | 0 | 0 | 0 | 0 | 0 | 0 | 0 | 0 | 0 | 0 | 0 | 0 | 0 | 0 | 0 | 0 | 0 | 0 | 0 | 0 | 0
water-heating | October | week | 0 | 0 | 0 | 0 | 0 | 0 | 0 | 0 | 0 | 0 | 0 | 0 | 0 | 0 | 0 | 0 | 0 | 0 | 0 | 0 | 0 | 0 | 0 | 0
water-heating | November | week | 0 | 0 | 0 | 0 | 0 | 0 | 0 | 0 | 0 | 0 | 0 | 0 | 0 | 0 | 0 | 0 | 0 | 0 | 0 | 0 | 0 | 0 | 0 | 0
water-heating | December | week | 0 | 0 | 0 | 0 | 0 | 0 | 0 | 0 | 0 | 0 | 0 | 0 | 0 | 0 | 0 | 0 | 0 | 0 | 0 | 0 | 0 | 0 | 0 | 0
water-heating | January | peak | 0 | 0 | 0 | 0 | 0 | 0 | 0 | 0 | 0 | 0 | 0 | 0 | 0 | 0 | 0 | 0 | 0 | 0 | 0 | 0 | 0 | 0 | 0 | 0
water-heating | February | peak | 0 | 0 | 0 | 0 | 0 | 0 | 0 | 0 | 0 | 0 | 0 | 0 | 0 | 0 | 0 | 0 | 0 | 0 | 0 | 0 | 0 | 0 | 0 | 0
water-heating | March | peak | 0 | 0 | 0 | 0 | 0 | 0 | 0 | 0 | 0 | 0 | 0 | 0 | 0 | 0 | 0 | 0 | 0 | 0 | 0 | 0 | 0 | 0 | 0 | 0
water-heating | April | peak | 0 | 0 | 0 | 0 | 0 | 0 | 0 | 0 | 0 | 0 | 0 | 0 | 0 | 0 | 0 | 0 | 0 | 0 | 0 | 0 | 0 | 0 | 0 | 0
water-heating | May | peak | 0 | 0 | 0 | 0 | 0 | 0 | 0 | 0 | 0 | 0 | 0 | 0 | 0 | 0 | 0 | 0 | 0 | 0 | 0 | 0 | 0 | 0 | 0 | 0
water-heating | June | peak | 0 | 0 | 0 | 0 | 0 | 0 | 0 | 0 | 0 | 0 | 0 | 0 | 0 | 0 | 0 | 0 | 0 | 0 | 0 | 0 | 0 | 0 | 0 | 0
water-heating | July | peak | 0 | 0 | 0 | 0 | 0 | 0 | 0 | 0 | 0 | 0 | 0 | 0 | 0 | 0 | 0 | 0 | 0 | 0 | 0 | 0 | 0 | 0 | 0 | 0
water-heating | August | peak | 0 | 0 | 0 | 0 | 0 | 0 | 0 | 0 | 0 | 0 | 0 | 0 | 0 | 0 | 0 | 0 | 0 | 0 | 0 | 0 | 0 | 0 | 0 | 0
water-heating | September | peak | 0 | 0 | 0 | 0 | 0 | 0 | 0 | 0 | 0 | 0 | 0 | 0 | 0 | 0 | 0 | 0 | 0 | 0 | 0 | 0 | 0 | 0 | 0 | 0
water-heating | October | peak | 0 | 0 | 0 | 0 | 0 | 0 | 0 | 0 | 0 | 0 | 0 | 0 | 0 | 0 | 0 | 0 | 0 | 0 | 0 | 0 | 0 | 0 | 0 | 0
water-heating | November | peak | 0 | 0 | 0 | 0 | 0 | 0 | 0 | 0 | 0 | 0 | 0 | 0 | 0 | 0 | 0 | 0 | 0 | 0 | 0 | 0 | 0 | 0 | 0 | 0
water-heating | December | peak | 0 | 0 | 0 | 0 | 0 | 0 | 0 | 0 | 0 | 0 | 0 | 0 | 0 | 0 | 0 | 0 | 0 | 0 | 0 | 0 | 0 | 0 | 0 | 0
water-heating | January | weekend | 0 | 0 | 0 | 0 | 0 | 0 | 0 | 0 | 0 | 0 | 0 | 0 | 0 | 0 | 0 | 0 | 0 | 0 | 0 | 0 | 0 | 0 | 0 | 0
water-heating | February | weekend | 0 | 0 | 0 | 0 | 0 | 0 | 0 | 0 | 0 | 0 | 0 | 0 | 0 | 0 | 0 | 0 | 0 | 0 | 0 | 0 | 0 | 0 | 0 | 0
water-heating | March | weekend | 0 | 0 | 0 | 0 | 0 | 0 | 0 | 0 | 0 | 0 | 0 | 0 | 0 | 0 | 0 | 0 | 0 | 0 | 0 | 0 | 0 | 0 | 0 | 0
water-heating | April | weekend | 0 | 0 | 0 | 0 | 0 | 0 | 0 | 0 | 0 | 0 | 0 | 0 | 0 | 0 | 0 | 0 | 0 | 0 | 0 | 0 | 0 | 0 | 0 | 0
water-heating | May | weekend | 0 | 0 | 0 | 0 | 0 | 0 | 0 | 0 | 0 | 0 | 0 | 0 | 0 | 0 | 0 | 0 | 0 | 0 | 0 | 0 | 0 | 0 | 0 | 0
water-heating | June | weekend | 0 | 0 | 0 | 0 | 0 | 0 | 0 | 0 | 0 | 0 | 0 | 0 | 0 | 0 | 0 | 0 | 0 | 0 | 0 | 0 | 0 | 0 | 0 | 0
water-heating | July | weekend | 0 | 0 | 0 | 0 | 0 | 0 | 0 | 0 | 0 | 0 | 0 | 0 | 0 | 0 | 0 | 0 | 0 | 0 | 0 | 0 | 0 | 0 | 0 | 0
water-heating | August | weekend | 0 | 0 | 0 | 0 | 0 | 0 | 0 | 0 | 0 | 0 | 0 | 0 | 0 | 0 | 0 | 0 | 0 | 0 | 0 | 0 | 0 | 0 | 0 | 0
water-heating | September | weekend | 0 | 0 | 0 | 0 | 0 | 0 | 0 | 0 | 0 | 0 | 0 | 0 | 0 | 0 | 0 | 0 | 0 | 0 | 0 | 0 | 0 | 0 | 0 | 0
water-heating | October | weekend | 0 | 0 | 0 | 0 | 0 | 0 | 0 | 0 | 0 | 0 | 0 | 0 | 0 | 0 | 0 | 0 | 0 | 0 | 0 | 0 | 0 | 0 | 0 | 0
water-heating | November | weekend | 0 | 0 | 0 | 0 | 0 | 0 | 0 | 0 | 0 | 0 | 0 | 0 | 0 | 0 | 0 | 0 | 0 | 0 | 0 | 0 | 0 | 0 | 0 | 0
water-heating | December | weekend | 0 | 0 | 0 | 0 | 0 | 0 | 0 | 0 | 0 | 0 | 0 | 0 | 0 | 0 | 0 | 0 | 0 | 0 | 0 | 0 | 0 | 0 | 0 | 0
naturalgas-only | January | week | 0 | 0 | 0 | 0 | 0 | 0 | 0 | 0 | 0 | 0 | 0 | 0 | 0 | 0 | 0 | 0 | 0 | 0 | 0 | 0 | 0 | 0 | 0 | 0
naturalgas-only | February | week | 0 | 0 | 0 | 0 | 0 | 0 | 0 | 0 | 0 | 0 | 0 | 0 | 0 | 0 | 0 | 0 | 0 | 0 | 0 | 0 | 0 | 0 | 0 | 0
naturalgas-only | March | week | 0 | 0 | 0 | 0 | 0 | 0 | 0 | 0 | 0 | 0 | 0 | 0 | 0 | 0 | 0 | 0 | 0 | 0 | 0 | 0 | 0 | 0 | 0 | 0
naturalgas-only | April | week | 0 | 0 | 0 | 0 | 0 | 0 | 0 | 0 | 0 | 0 | 0 | 0 | 0 | 0 | 0 | 0 | 0 | 0 | 0 | 0 | 0 | 0 | 0 | 0
naturalgas-only | May | week | 0 | 0 | 0 | 0 | 0 | 0 | 0 | 0 | 0 | 0 | 0 | 0 | 0 | 0 | 0 | 0 | 0 | 0 | 0 | 0 | 0 | 0 | 0 | 0
naturalgas-only | June | week | 0 | 0 | 0 | 0 | 0 | 0 | 0 | 0 | 0 | 0 | 0 | 0 | 0 | 0 | 0 | 0 | 0 | 0 | 0 | 0 | 0 | 0 | 0 | 0
naturalgas-only | July | week | 0 | 0 | 0 | 0 | 0 | 0 | 0 | 0 | 0 | 0 | 0 | 0 | 0 | 0 | 0 | 0 | 0 | 0 | 0 | 0 | 0 | 0 | 0 | 0
naturalgas-only | August | week | 0 | 0 | 0 | 0 | 0 | 0 | 0 | 0 | 0 | 0 | 0 | 0 | 0 | 0 | 0 | 0 | 0 | 0 | 0 | 0 | 0 | 0 | 0 | 0
naturalgas-only | September | week | 0 | 0 | 0 | 0 | 0 | 0 | 0 | 0 | 0 | 0 | 0 | 0 | 0 | 0 | 0 | 0 | 0 | 0 | 0 | 0 | 0 | 0 | 0 | 0
naturalgas-only | October | week | 0 | 0 | 0 | 0 | 0 | 0 | 0 | 0 | 0 | 0 | 0 | 0 | 0 | 0 | 0 | 0 | 0 | 0 | 0 | 0 | 0 | 0 | 0 | 0
naturalgas-only | November | week | 0 | 0 | 0 | 0 | 0 | 0 | 0 | 0 | 0 | 0 | 0 | 0 | 0 | 0 | 0 | 0 | 0 | 0 | 0 | 0 | 0 | 0 | 0 | 0
naturalgas-only | December | week | 0 | 0 | 0 | 0 | 0 | 0 | 0 | 0 | 0 | 0 | 0 | 0 | 0 | 0 | 0 | 0 | 0 | 0 | 0 | 0 | 0 | 0 | 0 | 0
naturalgas-only | January | peak | 0 | 0 | 0 | 0 | 0 | 0 | 0 | 0 | 0 | 0 | 0 | 0 | 0 | 0 | 0 | 0 | 0 | 0 | 0 | 0 | 0 | 0 | 0 | 0
naturalgas-only | February | peak | 0 | 0 | 0 | 0 | 0 | 0 | 0 | 0 | 0 | 0 | 0 | 0 | 0 | 0 | 0 | 0 | 0 | 0 | 0 | 0 | 0 | 0 | 0 | 0
naturalgas-only | March | peak | 0 | 0 | 0 | 0 | 0 | 0 | 0 | 0 | 0 | 0 | 0 | 0 | 0 | 0 | 0 | 0 | 0 | 0 | 0 | 0 | 0 | 0 | 0 | 0
naturalgas-only | April | peak | 0 | 0 | 0 | 0 | 0 | 0 | 0 | 0 | 0 | 0 | 0 | 0 | 0 | 0 | 0 | 0 | 0 | 0 | 0 | 0 | 0 | 0 | 0 | 0
naturalgas-only | May | peak | 0 | 0 | 0 | 0 | 0 | 0 | 0 | 0 | 0 | 0 | 0 | 0 | 0 | 0 | 0 | 0 | 0 | 0 | 0 | 0 | 0 | 0 | 0 | 0
naturalgas-only | June | peak | 0 | 0 | 0 | 0 | 0 | 0 | 0 | 0 | 0 | 0 | 0 | 0 | 0 | 0 | 0 | 0 | 0 | 0 | 0 | 0 | 0 | 0 | 0 | 0
naturalgas-only | July | peak | 0 | 0 | 0 | 0 | 0 | 0 | 0 | 0 | 0 | 0 | 0 | 0 | 0 | 0 | 0 | 0 | 0 | 0 | 0 | 0 | 0 | 0 | 0 | 0
naturalgas-only | August | peak | 0 | 0 | 0 | 0 | 0 | 0 | 0 | 0 | 0 | 0 | 0 | 0 | 0 | 0 | 0 | 0 | 0 | 0 | 0 | 0 | 0 | 0 | 0 | 0
naturalgas-only | September | peak | 0 | 0 | 0 | 0 | 0 | 0 | 0 | 0 | 0 | 0 | 0 | 0 | 0 | 0 | 0 | 0 | 0 | 0 | 0 | 0 | 0 | 0 | 0 | 0
naturalgas-only | October | peak | 0 | 0 | 0 | 0 | 0 | 0 | 0 | 0 | 0 | 0 | 0 | 0 | 0 | 0 | 0 | 0 | 0 | 0 | 0 | 0 | 0 | 0 | 0 | 0
naturalgas-only | November | peak | 0 | 0 | 0 | 0 | 0 | 0 | 0 | 0 | 0 | 0 | 0 | 0 | 0 | 0 | 0 | 0 | 0 | 0 | 0 | 0 | 0 | 0 | 0 | 0
naturalgas-only | December | peak | 0 | 0 | 0 | 0 | 0 | 0 | 0 | 0 | 0 | 0 | 0 | 0 | 0 | 0 | 0 | 0 | 0 | 0 | 0 | 0 | 0 | 0 | 0 | 0
naturalgas-only | January | weekend | 0 | 0 | 0 | 0 | 0 | 0 | 0 | 0 | 0 | 0 | 0 | 0 | 0 | 0 | 0 | 0 | 0 | 0 | 0 | 0 | 0 | 0 | 0 | 0
naturalgas-only | February | weekend | 0 | 0 | 0 | 0 | 0 | 0 | 0 | 0 | 0 | 0 | 0 | 0 | 0 | 0 | 0 | 0 | 0 | 0 | 0 | 0 | 0 | 0 | 0 | 0
naturalgas-only | March | weekend | 0 | 0 | 0 | 0 | 0 | 0 | 0 | 0 | 0 | 0 | 0 | 0 | 0 | 0 | 0 | 0 | 0 | 0 | 0 | 0 | 0 | 0 | 0 | 0
naturalgas-only | April | weekend | 0 | 0 | 0 | 0 | 0 | 0 | 0 | 0 | 0 | 0 | 0 | 0 | 0 | 0 | 0 | 0 | 0 | 0 | 0 | 0 | 0 | 0 | 0 | 0
naturalgas-only | May | weekend | 0 | 0 | 0 | 0 | 0 | 0 | 0 | 0 | 0 | 0 | 0 | 0 | 0 | 0 | 0 | 0 | 0 | 0 | 0 | 0 | 0 | 0 | 0 | 0
naturalgas-only | June | weekend | 0 | 0 | 0 | 0 | 0 | 0 | 0 | 0 | 0 | 0 | 0 | 0 | 0 | 0 | 0 | 0 | 0 | 0 | 0 | 0 | 0 | 0 | 0 | 0
naturalgas-only | July | weekend | 0 | 0 | 0 | 0 | 0 | 0 | 0 | 0 | 0 | 0 | 0 | 0 | 0 | 0 | 0 | 0 | 0 | 0 | 0 | 0 | 0 | 0 | 0 | 0
naturalgas-only | August | weekend | 0 | 0 | 0 | 0 | 0 | 0 | 0 | 0 | 0 | 0 | 0 | 0 | 0 | 0 | 0 | 0 | 0 | 0 | 0 | 0 | 0 | 0 | 0 | 0
naturalgas-only | September | weekend | 0 | 0 | 0 | 0 | 0 | 0 | 0 | 0 | 0 | 0 | 0 | 0 | 0 | 0 | 0 | 0 | 0 | 0 | 0 | 0 | 0 | 0 | 0 | 0
naturalgas-only | October | weekend | 0 | 0 | 0 | 0 | 0 | 0 | 0 | 0 | 0 | 0 | 0 | 0 | 0 | 0 | 0 | 0 | 0 | 0 | 0 | 0 | 0 | 0 | 0 | 0
naturalgas-only | November | weekend | 0 | 0 | 0 | 0 | 0 | 0 | 0 | 0 | 0 | 0 | 0 | 0 | 0 | 0 | 0 | 0 | 0 | 0 | 0 | 0 | 0 | 0 | 0 | 0
naturalgas-only | December | weekend | 0 | 0 | 0 | 0 | 0 | 0 | 0 | 0 | 0 | 0 | 0 | 0 | 0 | 0 | 0 | 0 | 0 | 0 | 0 | 0 | 0 | 0 | 0 | 0

## LoadInput_N6_P
|  |  | 1 | 2 | 3 | 4 | 5 | 6 | 7 | 8 | 9 | 10 | 11 | 12 | 13 | 14 | 15 | 16 | 17 | 18 | 19 | 20 | 21 | 22 | 23 | 24
electricity-only | January | week | 0 | 0 | 0 | 0 | 0 | 0 | 0 | 0 | 0 | 0 | 0 | 0 | 0 | 0 | 0 | 0 | 0 | 0 | 0 | 0 | 0 | 0 | 0 | 0
electricity-only | February | week | 0 | 0 | 0 | 0 | 0 | 0 | 0 | 0 | 0 | 0 | 0 | 0 | 0 | 0 | 0 | 0 | 0 | 0 | 0 | 0 | 0 | 0 | 0 | 0
electricity-only | March | week | 0 | 0 | 0 | 0 | 0 | 0 | 0 | 0 | 0 | 0 | 0 | 0 | 0 | 0 | 0 | 0 | 0 | 0 | 0 | 0 | 0 | 0 | 0 | 0
electricity-only | April | week | 0 | 0 | 0 | 0 | 0 | 0 | 0 | 0 | 0 | 0 | 0 | 0 | 0 | 0 | 0 | 0 | 0 | 0 | 0 | 0 | 0 | 0 | 0 | 0
electricity-only | May | week | 0 | 0 | 0 | 0 | 0 | 0 | 0 | 0 | 0 | 0 | 0 | 0 | 0 | 0 | 0 | 0 | 0 | 0 | 0 | 0 | 0 | 0 | 0 | 0
electricity-only | June | week | 0 | 0 | 0 | 0 | 0 | 0 | 0 | 0 | 0 | 0 | 0 | 0 | 0 | 0 | 0 | 0 | 0 | 0 | 0 | 0 | 0 | 0 | 0 | 0
electricity-only | July | week | 0 | 0 | 0 | 0 | 0 | 0 | 0 | 0 | 0 | 0 | 0 | 0 | 0 | 0 | 0 | 0 | 0 | 0 | 0 | 0 | 0 | 0 | 0 | 0
electricity-only | August | week | 0 | 0 | 0 | 0 | 0 | 0 | 0 | 0 | 0 | 0 | 0 | 0 | 0 | 0 | 0 | 0 | 0 | 0 | 0 | 0 | 0 | 0 | 0 | 0
electricity-only | September | week | 0 | 0 | 0 | 0 | 0 | 0 | 0 | 0 | 0 | 0 | 0 | 0 | 0 | 0 | 0 | 0 | 0 | 0 | 0 | 0 | 0 | 0 | 0 | 0
electricity-only | October | week | 0 | 0 | 0 | 0 | 0 | 0 | 0 | 0 | 0 | 0 | 0 | 0 | 0 | 0 | 0 | 0 | 0 | 0 | 0 | 0 | 0 | 0 | 0 | 0
electricity-only | November | week | 0 | 0 | 0 | 0 | 0 | 0 | 0 | 0 | 0 | 0 | 0 | 0 | 0 | 0 | 0 | 0 | 0 | 0 | 0 | 0 | 0 | 0 | 0 | 0
electricity-only | December | week | 0 | 0 | 0 | 0 | 0 | 0 | 0 | 0 | 0 | 0 | 0 | 0 | 0 | 0 | 0 | 0 | 0 | 0 | 0 | 0 | 0 | 0 | 0 | 0
electricity-only | January | peak | 0 | 0 | 0 | 0 | 0 | 0 | 0 | 0 | 0 | 0 | 0 | 0 | 0 | 0 | 0 | 0 | 0 | 0 | 0 | 0 | 0 | 0 | 0 | 0
electricity-only | February | peak | 0 | 0 | 0 | 0 | 0 | 0 | 0 | 0 | 0 | 0 | 0 | 0 | 0 | 0 | 0 | 0 | 0 | 0 | 0 | 0 | 0 | 0 | 0 | 0
electricity-only | March | peak | 0 | 0 | 0 | 0 | 0 | 0 | 0 | 0 | 0 | 0 | 0 | 0 | 0 | 0 | 0 | 0 | 0 | 0 | 0 | 0 | 0 | 0 | 0 | 0
electricity-only | April | peak | 0 | 0 | 0 | 0 | 0 | 0 | 0 | 0 | 0 | 0 | 0 | 0 | 0 | 0 | 0 | 0 | 0 | 0 | 0 | 0 | 0 | 0 | 0 | 0
electricity-only | May | peak | 0 | 0 | 0 | 0 | 0 | 0 | 0 | 0 | 0 | 0 | 0 | 0 | 0 | 0 | 0 | 0 | 0 | 0 | 0 | 0 | 0 | 0 | 0 | 0
electricity-only | June | peak | 0 | 0 | 0 | 0 | 0 | 0 | 0 | 0 | 0 | 0 | 0 | 0 | 0 | 0 | 0 | 0 | 0 | 0 | 0 | 0 | 0 | 0 | 0 | 0
electricity-only | July | peak | 0 | 0 | 0 | 0 | 0 | 0 | 0 | 0 | 0 | 0 | 0 | 0 | 0 | 0 | 0 | 0 | 0 | 0 | 0 | 0 | 0 | 0 | 0 | 0
electricity-only | August | peak | 0 | 0 | 0 | 0 | 0 | 0 | 0 | 0 | 0 | 0 | 0 | 0 | 0 | 0 | 0 | 0 | 0 | 0 | 0 | 0 | 0 | 0 | 0 | 0
electricity-only | September | peak | 0 | 0 | 0 | 0 | 0 | 0 | 0 | 0 | 0 | 0 | 0 | 0 | 0 | 0 | 0 | 0 | 0 | 0 | 0 | 0 | 0 | 0 | 0 | 0
electricity-only | October | peak | 0 | 0 | 0 | 0 | 0 | 0 | 0 | 0 | 0 | 0 | 0 | 0 | 0 | 0 | 0 | 0 | 0 | 0 | 0 | 0 | 0 | 0 | 0 | 0
electricity-only | November | peak | 0 | 0 | 0 | 0 | 0 | 0 | 0 | 0 | 0 | 0 | 0 | 0 | 0 | 0 | 0 | 0 | 0 | 0 | 0 | 0 | 0 | 0 | 0 | 0
electricity-only | December | peak | 0 | 0 | 0 | 0 | 0 | 0 | 0 | 0 | 0 | 0 | 0 | 0 | 0 | 0 | 0 | 0 | 0 | 0 | 0 | 0 | 0 | 0 | 0 | 0
electricity-only | January | weekend | 0 | 0 | 0 | 0 | 0 | 0 | 0 | 0 | 0 | 0 | 0 | 0 | 0 | 0 | 0 | 0 | 0 | 0 | 0 | 0 | 0 | 0 | 0 | 0
electricity-only | February | weekend | 0 | 0 | 0 | 0 | 0 | 0 | 0 | 0 | 0 | 0 | 0 | 0 | 0 | 0 | 0 | 0 | 0 | 0 | 0 | 0 | 0 | 0 | 0 | 0
electricity-only | March | weekend | 0 | 0 | 0 | 0 | 0 | 0 | 0 | 0 | 0 | 0 | 0 | 0 | 0 | 0 | 0 | 0 | 0 | 0 | 0 | 0 | 0 | 0 | 0 | 0
electricity-only | April | weekend | 0 | 0 | 0 | 0 | 0 | 0 | 0 | 0 | 0 | 0 | 0 | 0 | 0 | 0 | 0 | 0 | 0 | 0 | 0 | 0 | 0 | 0 | 0 | 0
electricity-only | May | weekend | 0 | 0 | 0 | 0 | 0 | 0 | 0 | 0 | 0 | 0 | 0 | 0 | 0 | 0 | 0 | 0 | 0 | 0 | 0 | 0 | 0 | 0 | 0 | 0
electricity-only | June | weekend | 0 | 0 | 0 | 0 | 0 | 0 | 0 | 0 | 0 | 0 | 0 | 0 | 0 | 0 | 0 | 0 | 0 | 0 | 0 | 0 | 0 | 0 | 0 | 0
electricity-only | July | weekend | 0 | 0 | 0 | 0 | 0 | 0 | 0 | 0 | 0 | 0 | 0 | 0 | 0 | 0 | 0 | 0 | 0 | 0 | 0 | 0 | 0 | 0 | 0 | 0
electricity-only | August | weekend | 0 | 0 | 0 | 0 | 0 | 0 | 0 | 0 | 0 | 0 | 0 | 0 | 0 | 0 | 0 | 0 | 0 | 0 | 0 | 0 | 0 | 0 | 0 | 0
electricity-only | September | weekend | 0 | 0 | 0 | 0 | 0 | 0 | 0 | 0 | 0 | 0 | 0 | 0 | 0 | 0 | 0 | 0 | 0 | 0 | 0 | 0 | 0 | 0 | 0 | 0
electricity-only | October | weekend | 0 | 0 | 0 | 0 | 0 | 0 | 0 | 0 | 0 | 0 | 0 | 0 | 0 | 0 | 0 | 0 | 0 | 0 | 0 | 0 | 0 | 0 | 0 | 0
electricity-only | November | weekend | 0 | 0 | 0 | 0 | 0 | 0 | 0 | 0 | 0 | 0 | 0 | 0 | 0 | 0 | 0 | 0 | 0 | 0 | 0 | 0 | 0 | 0 | 0 | 0
electricity-only | December | weekend | 0 | 0 | 0 | 0 | 0 | 0 | 0 | 0 | 0 | 0 | 0 | 0 | 0 | 0 | 0 | 0 | 0 | 0 | 0 | 0 | 0 | 0 | 0 | 0
cooling | January | week | 0 | 0 | 0 | 0 | 0 | 0 | 0 | 0 | 0 | 0 | 0 | 0 | 0 | 0 | 0 | 0 | 0 | 0 | 0 | 0 | 0 | 0 | 0 | 0
cooling | February | week | 0 | 0 | 0 | 0 | 0 | 0 | 0 | 0 | 0 | 0 | 0 | 0 | 0 | 0 | 0 | 0 | 0 | 0 | 0 | 0 | 0 | 0 | 0 | 0
cooling | March | week | 0 | 0 | 0 | 0 | 0 | 0 | 0 | 0 | 0 | 0 | 0 | 0 | 0 | 0 | 0 | 0 | 0 | 0 | 0 | 0 | 0 | 0 | 0 | 0
cooling | April | week | 0 | 0 | 0 | 0 | 0 | 0 | 0 | 0 | 0 | 0 | 0 | 0 | 0 | 0 | 0 | 0 | 0 | 0 | 0 | 0 | 0 | 0 | 0 | 0
cooling | May | week | 0 | 0 | 0 | 0 | 0 | 0 | 0 | 0 | 0 | 0 | 0 | 0 | 0 | 0 | 0 | 0 | 0 | 0 | 0 | 0 | 0 | 0 | 0 | 0
cooling | June | week | 0 | 0 | 0 | 0 | 0 | 0 | 0 | 0 | 0 | 0 | 0 | 0 | 0 | 0 | 0 | 0 | 0 | 0 | 0 | 0 | 0 | 0 | 0 | 0
cooling | July | week | 0 | 0 | 0 | 0 | 0 | 0 | 0 | 0 | 0 | 0 | 0 | 0 | 0 | 0 | 0 | 0 | 0 | 0 | 0 | 0 | 0 | 0 | 0 | 0
cooling | August | week | 0 | 0 | 0 | 0 | 0 | 0 | 0 | 0 | 0 | 0 | 0 | 0 | 0 | 0 | 0 | 0 | 0 | 0 | 0 | 0 | 0 | 0 | 0 | 0
cooling | September | week | 0 | 0 | 0 | 0 | 0 | 0 | 0 | 0 | 0 | 0 | 0 | 0 | 0 | 0 | 0 | 0 | 0 | 0 | 0 | 0 | 0 | 0 | 0 | 0
cooling | October | week | 0 | 0 | 0 | 0 | 0 | 0 | 0 | 0 | 0 | 0 | 0 | 0 | 0 | 0 | 0 | 0 | 0 | 0 | 0 | 0 | 0 | 0 | 0 | 0
cooling | November | week | 0 | 0 | 0 | 0 | 0 | 0 | 0 | 0 | 0 | 0 | 0 | 0 | 0 | 0 | 0 | 0 | 0 | 0 | 0 | 0 | 0 | 0 | 0 | 0
cooling | December | week | 0 | 0 | 0 | 0 | 0 | 0 | 0 | 0 | 0 | 0 | 0 | 0 | 0 | 0 | 0 | 0 | 0 | 0 | 0 | 0 | 0 | 0 | 0 | 0
cooling | January | peak | 0 | 0 | 0 | 0 | 0 | 0 | 0 | 0 | 0 | 0 | 0 | 0 | 0 | 0 | 0 | 0 | 0 | 0 | 0 | 0 | 0 | 0 | 0 | 0
cooling | February | peak | 0 | 0 | 0 | 0 | 0 | 0 | 0 | 0 | 0 | 0 | 0 | 0 | 0 | 0 | 0 | 0 | 0 | 0 | 0 | 0 | 0 | 0 | 0 | 0
cooling | March | peak | 0 | 0 | 0 | 0 | 0 | 0 | 0 | 0 | 0 | 0 | 0 | 0 | 0 | 0 | 0 | 0 | 0 | 0 | 0 | 0 | 0 | 0 | 0 | 0
cooling | April | peak | 0 | 0 | 0 | 0 | 0 | 0 | 0 | 0 | 0 | 0 | 0 | 0 | 0 | 0 | 0 | 0 | 0 | 0 | 0 | 0 | 0 | 0 | 0 | 0
cooling | May | peak | 0 | 0 | 0 | 0 | 0 | 0 | 0 | 0 | 0 | 0 | 0 | 0 | 0 | 0 | 0 | 0 | 0 | 0 | 0 | 0 | 0 | 0 | 0 | 0
cooling | June | peak | 0 | 0 | 0 | 0 | 0 | 0 | 0 | 0 | 0 | 0 | 0 | 0 | 0 | 0 | 0 | 0 | 0 | 0 | 0 | 0 | 0 | 0 | 0 | 0
cooling | July | peak | 0 | 0 | 0 | 0 | 0 | 0 | 0 | 0 | 0 | 0 | 0 | 0 | 0 | 0 | 0 | 0 | 0 | 0 | 0 | 0 | 0 | 0 | 0 | 0
cooling | August | peak | 0 | 0 | 0 | 0 | 0 | 0 | 0 | 0 | 0 | 0 | 0 | 0 | 0 | 0 | 0 | 0 | 0 | 0 | 0 | 0 | 0 | 0 | 0 | 0
cooling | September | peak | 0 | 0 | 0 | 0 | 0 | 0 | 0 | 0 | 0 | 0 | 0 | 0 | 0 | 0 | 0 | 0 | 0 | 0 | 0 | 0 | 0 | 0 | 0 | 0
cooling | October | peak | 0 | 0 | 0 | 0 | 0 | 0 | 0 | 0 | 0 | 0 | 0 | 0 | 0 | 0 | 0 | 0 | 0 | 0 | 0 | 0 | 0 | 0 | 0 | 0
cooling | November | peak | 0 | 0 | 0 | 0 | 0 | 0 | 0 | 0 | 0 | 0 | 0 | 0 | 0 | 0 | 0 | 0 | 0 | 0 | 0 | 0 | 0 | 0 | 0 | 0
cooling | December | peak | 0 | 0 | 0 | 0 | 0 | 0 | 0 | 0 | 0 | 0 | 0 | 0 | 0 | 0 | 0 | 0 | 0 | 0 | 0 | 0 | 0 | 0 | 0 | 0
cooling | January | weekend | 0 | 0 | 0 | 0 | 0 | 0 | 0 | 0 | 0 | 0 | 0 | 0 | 0 | 0 | 0 | 0 | 0 | 0 | 0 | 0 | 0 | 0 | 0 | 0
cooling | February | weekend | 0 | 0 | 0 | 0 | 0 | 0 | 0 | 0 | 0 | 0 | 0 | 0 | 0 | 0 | 0 | 0 | 0 | 0 | 0 | 0 | 0 | 0 | 0 | 0
cooling | March | weekend | 0 | 0 | 0 | 0 | 0 | 0 | 0 | 0 | 0 | 0 | 0 | 0 | 0 | 0 | 0 | 0 | 0 | 0 | 0 | 0 | 0 | 0 | 0 | 0
cooling | April | weekend | 0 | 0 | 0 | 0 | 0 | 0 | 0 | 0 | 0 | 0 | 0 | 0 | 0 | 0 | 0 | 0 | 0 | 0 | 0 | 0 | 0 | 0 | 0 | 0
cooling | May | weekend | 0 | 0 | 0 | 0 | 0 | 0 | 0 | 0 | 0 | 0 | 0 | 0 | 0 | 0 | 0 | 0 | 0 | 0 | 0 | 0 | 0 | 0 | 0 | 0
cooling | June | weekend | 0 | 0 | 0 | 0 | 0 | 0 | 0 | 0 | 0 | 0 | 0 | 0 | 0 | 0 | 0 | 0 | 0 | 0 | 0 | 0 | 0 | 0 | 0 | 0
cooling | July | weekend | 0 | 0 | 0 | 0 | 0 | 0 | 0 | 0 | 0 | 0 | 0 | 0 | 0 | 0 | 0 | 0 | 0 | 0 | 0 | 0 | 0 | 0 | 0 | 0
cooling | August | weekend | 0 | 0 | 0 | 0 | 0 | 0 | 0 | 0 | 0 | 0 | 0 | 0 | 0 | 0 | 0 | 0 | 0 | 0 | 0 | 0 | 0 | 0 | 0 | 0
cooling | September | weekend | 0 | 0 | 0 | 0 | 0 | 0 | 0 | 0 | 0 | 0 | 0 | 0 | 0 | 0 | 0 | 0 | 0 | 0 | 0 | 0 | 0 | 0 | 0 | 0
cooling | October | weekend | 0 | 0 | 0 | 0 | 0 | 0 | 0 | 0 | 0 | 0 | 0 | 0 | 0 | 0 | 0 | 0 | 0 | 0 | 0 | 0 | 0 | 0 | 0 | 0
cooling | November | weekend | 0 | 0 | 0 | 0 | 0 | 0 | 0 | 0 | 0 | 0 | 0 | 0 | 0 | 0 | 0 | 0 | 0 | 0 | 0 | 0 | 0 | 0 | 0 | 0
cooling | December | weekend | 0 | 0 | 0 | 0 | 0 | 0 | 0 | 0 | 0 | 0 | 0 | 0 | 0 | 0 | 0 | 0 | 0 | 0 | 0 | 0 | 0 | 0 | 0 | 0
refrigeration | January | week | 0 | 0 | 0 | 0 | 0 | 0 | 0 | 0 | 0 | 0 | 0 | 0 | 0 | 0 | 0 | 0 | 0 | 0 | 0 | 0 | 0 | 0 | 0 | 0
refrigeration | February | week | 0 | 0 | 0 | 0 | 0 | 0 | 0 | 0 | 0 | 0 | 0 | 0 | 0 | 0 | 0 | 0 | 0 | 0 | 0 | 0 | 0 | 0 | 0 | 0
refrigeration | March | week | 0 | 0 | 0 | 0 | 0 | 0 | 0 | 0 | 0 | 0 | 0 | 0 | 0 | 0 | 0 | 0 | 0 | 0 | 0 | 0 | 0 | 0 | 0 | 0
refrigeration | April | week | 0 | 0 | 0 | 0 | 0 | 0 | 0 | 0 | 0 | 0 | 0 | 0 | 0 | 0 | 0 | 0 | 0 | 0 | 0 | 0 | 0 | 0 | 0 | 0
refrigeration | May | week | 0 | 0 | 0 | 0 | 0 | 0 | 0 | 0 | 0 | 0 | 0 | 0 | 0 | 0 | 0 | 0 | 0 | 0 | 0 | 0 | 0 | 0 | 0 | 0
refrigeration | June | week | 0 | 0 | 0 | 0 | 0 | 0 | 0 | 0 | 0 | 0 | 0 | 0 | 0 | 0 | 0 | 0 | 0 | 0 | 0 | 0 | 0 | 0 | 0 | 0
refrigeration | July | week | 0 | 0 | 0 | 0 | 0 | 0 | 0 | 0 | 0 | 0 | 0 | 0 | 0 | 0 | 0 | 0 | 0 | 0 | 0 | 0 | 0 | 0 | 0 | 0
refrigeration | August | week | 0 | 0 | 0 | 0 | 0 | 0 | 0 | 0 | 0 | 0 | 0 | 0 | 0 | 0 | 0 | 0 | 0 | 0 | 0 | 0 | 0 | 0 | 0 | 0
refrigeration | September | week | 0 | 0 | 0 | 0 | 0 | 0 | 0 | 0 | 0 | 0 | 0 | 0 | 0 | 0 | 0 | 0 | 0 | 0 | 0 | 0 | 0 | 0 | 0 | 0
refrigeration | October | week | 0 | 0 | 0 | 0 | 0 | 0 | 0 | 0 | 0 | 0 | 0 | 0 | 0 | 0 | 0 | 0 | 0 | 0 | 0 | 0 | 0 | 0 | 0 | 0
refrigeration | November | week | 0 | 0 | 0 | 0 | 0 | 0 | 0 | 0 | 0 | 0 | 0 | 0 | 0 | 0 | 0 | 0 | 0 | 0 | 0 | 0 | 0 | 0 | 0 | 0
refrigeration | December | week | 0 | 0 | 0 | 0 | 0 | 0 | 0 | 0 | 0 | 0 | 0 | 0 | 0 | 0 | 0 | 0 | 0 | 0 | 0 | 0 | 0 | 0 | 0 | 0
refrigeration | January | peak | 0 | 0 | 0 | 0 | 0 | 0 | 0 | 0 | 0 | 0 | 0 | 0 | 0 | 0 | 0 | 0 | 0 | 0 | 0 | 0 | 0 | 0 | 0 | 0
refrigeration | February | peak | 0 | 0 | 0 | 0 | 0 | 0 | 0 | 0 | 0 | 0 | 0 | 0 | 0 | 0 | 0 | 0 | 0 | 0 | 0 | 0 | 0 | 0 | 0 | 0
refrigeration | March | peak | 0 | 0 | 0 | 0 | 0 | 0 | 0 | 0 | 0 | 0 | 0 | 0 | 0 | 0 | 0 | 0 | 0 | 0 | 0 | 0 | 0 | 0 | 0 | 0
refrigeration | April | peak | 0 | 0 | 0 | 0 | 0 | 0 | 0 | 0 | 0 | 0 | 0 | 0 | 0 | 0 | 0 | 0 | 0 | 0 | 0 | 0 | 0 | 0 | 0 | 0
refrigeration | May | peak | 0 | 0 | 0 | 0 | 0 | 0 | 0 | 0 | 0 | 0 | 0 | 0 | 0 | 0 | 0 | 0 | 0 | 0 | 0 | 0 | 0 | 0 | 0 | 0
refrigeration | June | peak | 0 | 0 | 0 | 0 | 0 | 0 | 0 | 0 | 0 | 0 | 0 | 0 | 0 | 0 | 0 | 0 | 0 | 0 | 0 | 0 | 0 | 0 | 0 | 0
refrigeration | July | peak | 0 | 0 | 0 | 0 | 0 | 0 | 0 | 0 | 0 | 0 | 0 | 0 | 0 | 0 | 0 | 0 | 0 | 0 | 0 | 0 | 0 | 0 | 0 | 0
refrigeration | August | peak | 0 | 0 | 0 | 0 | 0 | 0 | 0 | 0 | 0 | 0 | 0 | 0 | 0 | 0 | 0 | 0 | 0 | 0 | 0 | 0 | 0 | 0 | 0 | 0
refrigeration | September | peak | 0 | 0 | 0 | 0 | 0 | 0 | 0 | 0 | 0 | 0 | 0 | 0 | 0 | 0 | 0 | 0 | 0 | 0 | 0 | 0 | 0 | 0 | 0 | 0
refrigeration | October | peak | 0 | 0 | 0 | 0 | 0 | 0 | 0 | 0 | 0 | 0 | 0 | 0 | 0 | 0 | 0 | 0 | 0 | 0 | 0 | 0 | 0 | 0 | 0 | 0
refrigeration | November | peak | 0 | 0 | 0 | 0 | 0 | 0 | 0 | 0 | 0 | 0 | 0 | 0 | 0 | 0 | 0 | 0 | 0 | 0 | 0 | 0 | 0 | 0 | 0 | 0
refrigeration | December | peak | 0 | 0 | 0 | 0 | 0 | 0 | 0 | 0 | 0 | 0 | 0 | 0 | 0 | 0 | 0 | 0 | 0 | 0 | 0 | 0 | 0 | 0 | 0 | 0
refrigeration | January | weekend | 0 | 0 | 0 | 0 | 0 | 0 | 0 | 0 | 0 | 0 | 0 | 0 | 0 | 0 | 0 | 0 | 0 | 0 | 0 | 0 | 0 | 0 | 0 | 0
refrigeration | February | weekend | 0 | 0 | 0 | 0 | 0 | 0 | 0 | 0 | 0 | 0 | 0 | 0 | 0 | 0 | 0 | 0 | 0 | 0 | 0 | 0 | 0 | 0 | 0 | 0
refrigeration | March | weekend | 0 | 0 | 0 | 0 | 0 | 0 | 0 | 0 | 0 | 0 | 0 | 0 | 0 | 0 | 0 | 0 | 0 | 0 | 0 | 0 | 0 | 0 | 0 | 0
refrigeration | April | weekend | 0 | 0 | 0 | 0 | 0 | 0 | 0 | 0 | 0 | 0 | 0 | 0 | 0 | 0 | 0 | 0 | 0 | 0 | 0 | 0 | 0 | 0 | 0 | 0
refrigeration | May | weekend | 0 | 0 | 0 | 0 | 0 | 0 | 0 | 0 | 0 | 0 | 0 | 0 | 0 | 0 | 0 | 0 | 0 | 0 | 0 | 0 | 0 | 0 | 0 | 0
refrigeration | June | weekend | 0 | 0 | 0 | 0 | 0 | 0 | 0 | 0 | 0 | 0 | 0 | 0 | 0 | 0 | 0 | 0 | 0 | 0 | 0 | 0 | 0 | 0 | 0 | 0
refrigeration | July | weekend | 0 | 0 | 0 | 0 | 0 | 0 | 0 | 0 | 0 | 0 | 0 | 0 | 0 | 0 | 0 | 0 | 0 | 0 | 0 | 0 | 0 | 0 | 0 | 0
refrigeration | August | weekend | 0 | 0 | 0 | 0 | 0 | 0 | 0 | 0 | 0 | 0 | 0 | 0 | 0 | 0 | 0 | 0 | 0 | 0 | 0 | 0 | 0 | 0 | 0 | 0
refrigeration | September | weekend | 0 | 0 | 0 | 0 | 0 | 0 | 0 | 0 | 0 | 0 | 0 | 0 | 0 | 0 | 0 | 0 | 0 | 0 | 0 | 0 | 0 | 0 | 0 | 0
refrigeration | October | weekend | 0 | 0 | 0 | 0 | 0 | 0 | 0 | 0 | 0 | 0 | 0 | 0 | 0 | 0 | 0 | 0 | 0 | 0 | 0 | 0 | 0 | 0 | 0 | 0
refrigeration | November | weekend | 0 | 0 | 0 | 0 | 0 | 0 | 0 | 0 | 0 | 0 | 0 | 0 | 0 | 0 | 0 | 0 | 0 | 0 | 0 | 0 | 0 | 0 | 0 | 0
refrigeration | December | weekend | 0 | 0 | 0 | 0 | 0 | 0 | 0 | 0 | 0 | 0 | 0 | 0 | 0 | 0 | 0 | 0 | 0 | 0 | 0 | 0 | 0 | 0 | 0 | 0
space-heating | January | week | 0 | 0 | 0 | 0 | 0 | 0 | 0 | 0 | 0 | 0 | 0 | 0 | 0 | 0 | 0 | 0 | 0 | 0 | 0 | 0 | 0 | 0 | 0 | 0
space-heating | February | week | 0 | 0 | 0 | 0 | 0 | 0 | 0 | 0 | 0 | 0 | 0 | 0 | 0 | 0 | 0 | 0 | 0 | 0 | 0 | 0 | 0 | 0 | 0 | 0
space-heating | March | week | 0 | 0 | 0 | 0 | 0 | 0 | 0 | 0 | 0 | 0 | 0 | 0 | 0 | 0 | 0 | 0 | 0 | 0 | 0 | 0 | 0 | 0 | 0 | 0
space-heating | April | week | 0 | 0 | 0 | 0 | 0 | 0 | 0 | 0 | 0 | 0 | 0 | 0 | 0 | 0 | 0 | 0 | 0 | 0 | 0 | 0 | 0 | 0 | 0 | 0
space-heating | May | week | 0 | 0 | 0 | 0 | 0 | 0 | 0 | 0 | 0 | 0 | 0 | 0 | 0 | 0 | 0 | 0 | 0 | 0 | 0 | 0 | 0 | 0 | 0 | 0
space-heating | June | week | 0 | 0 | 0 | 0 | 0 | 0 | 0 | 0 | 0 | 0 | 0 | 0 | 0 | 0 | 0 | 0 | 0 | 0 | 0 | 0 | 0 | 0 | 0 | 0
space-heating | July | week | 0 | 0 | 0 | 0 | 0 | 0 | 0 | 0 | 0 | 0 | 0 | 0 | 0 | 0 | 0 | 0 | 0 | 0 | 0 | 0 | 0 | 0 | 0 | 0
space-heating | August | week | 0 | 0 | 0 | 0 | 0 | 0 | 0 | 0 | 0 | 0 | 0 | 0 | 0 | 0 | 0 | 0 | 0 | 0 | 0 | 0 | 0 | 0 | 0 | 0
space-heating | September | week | 0 | 0 | 0 | 0 | 0 | 0 | 0 | 0 | 0 | 0 | 0 | 0 | 0 | 0 | 0 | 0 | 0 | 0 | 0 | 0 | 0 | 0 | 0 | 0
space-heating | October | week | 0 | 0 | 0 | 0 | 0 | 0 | 0 | 0 | 0 | 0 | 0 | 0 | 0 | 0 | 0 | 0 | 0 | 0 | 0 | 0 | 0 | 0 | 0 | 0
space-heating | November | week | 0 | 0 | 0 | 0 | 0 | 0 | 0 | 0 | 0 | 0 | 0 | 0 | 0 | 0 | 0 | 0 | 0 | 0 | 0 | 0 | 0 | 0 | 0 | 0
space-heating | December | week | 0 | 0 | 0 | 0 | 0 | 0 | 0 | 0 | 0 | 0 | 0 | 0 | 0 | 0 | 0 | 0 | 0 | 0 | 0 | 0 | 0 | 0 | 0 | 0
space-heating | January | peak | 0 | 0 | 0 | 0 | 0 | 0 | 0 | 0 | 0 | 0 | 0 | 0 | 0 | 0 | 0 | 0 | 0 | 0 | 0 | 0 | 0 | 0 | 0 | 0
space-heating | February | peak | 0 | 0 | 0 | 0 | 0 | 0 | 0 | 0 | 0 | 0 | 0 | 0 | 0 | 0 | 0 | 0 | 0 | 0 | 0 | 0 | 0 | 0 | 0 | 0
space-heating | March | peak | 0 | 0 | 0 | 0 | 0 | 0 | 0 | 0 | 0 | 0 | 0 | 0 | 0 | 0 | 0 | 0 | 0 | 0 | 0 | 0 | 0 | 0 | 0 | 0
space-heating | April | peak | 0 | 0 | 0 | 0 | 0 | 0 | 0 | 0 | 0 | 0 | 0 | 0 | 0 | 0 | 0 | 0 | 0 | 0 | 0 | 0 | 0 | 0 | 0 | 0
space-heating | May | peak | 0 | 0 | 0 | 0 | 0 | 0 | 0 | 0 | 0 | 0 | 0 | 0 | 0 | 0 | 0 | 0 | 0 | 0 | 0 | 0 | 0 | 0 | 0 | 0
space-heating | June | peak | 0 | 0 | 0 | 0 | 0 | 0 | 0 | 0 | 0 | 0 | 0 | 0 | 0 | 0 | 0 | 0 | 0 | 0 | 0 | 0 | 0 | 0 | 0 | 0
space-heating | July | peak | 0 | 0 | 0 | 0 | 0 | 0 | 0 | 0 | 0 | 0 | 0 | 0 | 0 | 0 | 0 | 0 | 0 | 0 | 0 | 0 | 0 | 0 | 0 | 0
space-heating | August | peak | 0 | 0 | 0 | 0 | 0 | 0 | 0 | 0 | 0 | 0 | 0 | 0 | 0 | 0 | 0 | 0 | 0 | 0 | 0 | 0 | 0 | 0 | 0 | 0
space-heating | September | peak | 0 | 0 | 0 | 0 | 0 | 0 | 0 | 0 | 0 | 0 | 0 | 0 | 0 | 0 | 0 | 0 | 0 | 0 | 0 | 0 | 0 | 0 | 0 | 0
space-heating | October | peak | 0 | 0 | 0 | 0 | 0 | 0 | 0 | 0 | 0 | 0 | 0 | 0 | 0 | 0 | 0 | 0 | 0 | 0 | 0 | 0 | 0 | 0 | 0 | 0
space-heating | November | peak | 0 | 0 | 0 | 0 | 0 | 0 | 0 | 0 | 0 | 0 | 0 | 0 | 0 | 0 | 0 | 0 | 0 | 0 | 0 | 0 | 0 | 0 | 0 | 0
space-heating | December | peak | 0 | 0 | 0 | 0 | 0 | 0 | 0 | 0 | 0 | 0 | 0 | 0 | 0 | 0 | 0 | 0 | 0 | 0 | 0 | 0 | 0 | 0 | 0 | 0
space-heating | January | weekend | 0 | 0 | 0 | 0 | 0 | 0 | 0 | 0 | 0 | 0 | 0 | 0 | 0 | 0 | 0 | 0 | 0 | 0 | 0 | 0 | 0 | 0 | 0 | 0
space-heating | February | weekend | 0 | 0 | 0 | 0 | 0 | 0 | 0 | 0 | 0 | 0 | 0 | 0 | 0 | 0 | 0 | 0 | 0 | 0 | 0 | 0 | 0 | 0 | 0 | 0
space-heating | March | weekend | 0 | 0 | 0 | 0 | 0 | 0 | 0 | 0 | 0 | 0 | 0 | 0 | 0 | 0 | 0 | 0 | 0 | 0 | 0 | 0 | 0 | 0 | 0 | 0
space-heating | April | weekend | 0 | 0 | 0 | 0 | 0 | 0 | 0 | 0 | 0 | 0 | 0 | 0 | 0 | 0 | 0 | 0 | 0 | 0 | 0 | 0 | 0 | 0 | 0 | 0
space-heating | May | weekend | 0 | 0 | 0 | 0 | 0 | 0 | 0 | 0 | 0 | 0 | 0 | 0 | 0 | 0 | 0 | 0 | 0 | 0 | 0 | 0 | 0 | 0 | 0 | 0
space-heating | June | weekend | 0 | 0 | 0 | 0 | 0 | 0 | 0 | 0 | 0 | 0 | 0 | 0 | 0 | 0 | 0 | 0 | 0 | 0 | 0 | 0 | 0 | 0 | 0 | 0
space-heating | July | weekend | 0 | 0 | 0 | 0 | 0 | 0 | 0 | 0 | 0 | 0 | 0 | 0 | 0 | 0 | 0 | 0 | 0 | 0 | 0 | 0 | 0 | 0 | 0 | 0
space-heating | August | weekend | 0 | 0 | 0 | 0 | 0 | 0 | 0 | 0 | 0 | 0 | 0 | 0 | 0 | 0 | 0 | 0 | 0 | 0 | 0 | 0 | 0 | 0 | 0 | 0
space-heating | September | weekend | 0 | 0 | 0 | 0 | 0 | 0 | 0 | 0 | 0 | 0 | 0 | 0 | 0 | 0 | 0 | 0 | 0 | 0 | 0 | 0 | 0 | 0 | 0 | 0
space-heating | October | weekend | 0 | 0 | 0 | 0 | 0 | 0 | 0 | 0 | 0 | 0 | 0 | 0 | 0 | 0 | 0 | 0 | 0 | 0 | 0 | 0 | 0 | 0 | 0 | 0
space-heating | November | weekend | 0 | 0 | 0 | 0 | 0 | 0 | 0 | 0 | 0 | 0 | 0 | 0 | 0 | 0 | 0 | 0 | 0 | 0 | 0 | 0 | 0 | 0 | 0 | 0
space-heating | December | weekend | 0 | 0 | 0 | 0 | 0 | 0 | 0 | 0 | 0 | 0 | 0 | 0 | 0 | 0 | 0 | 0 | 0 | 0 | 0 | 0 | 0 | 0 | 0 | 0
water-heating | January | week | 0 | 0 | 0 | 0 | 0 | 0 | 0 | 0 | 0 | 0 | 0 | 0 | 0 | 0 | 0 | 0 | 0 | 0 | 0 | 0 | 0 | 0 | 0 | 0
water-heating | February | week | 0 | 0 | 0 | 0 | 0 | 0 | 0 | 0 | 0 | 0 | 0 | 0 | 0 | 0 | 0 | 0 | 0 | 0 | 0 | 0 | 0 | 0 | 0 | 0
water-heating | March | week | 0 | 0 | 0 | 0 | 0 | 0 | 0 | 0 | 0 | 0 | 0 | 0 | 0 | 0 | 0 | 0 | 0 | 0 | 0 | 0 | 0 | 0 | 0 | 0
water-heating | April | week | 0 | 0 | 0 | 0 | 0 | 0 | 0 | 0 | 0 | 0 | 0 | 0 | 0 | 0 | 0 | 0 | 0 | 0 | 0 | 0 | 0 | 0 | 0 | 0
water-heating | May | week | 0 | 0 | 0 | 0 | 0 | 0 | 0 | 0 | 0 | 0 | 0 | 0 | 0 | 0 | 0 | 0 | 0 | 0 | 0 | 0 | 0 | 0 | 0 | 0
water-heating | June | week | 0 | 0 | 0 | 0 | 0 | 0 | 0 | 0 | 0 | 0 | 0 | 0 | 0 | 0 | 0 | 0 | 0 | 0 | 0 | 0 | 0 | 0 | 0 | 0
water-heating | July | week | 0 | 0 | 0 | 0 | 0 | 0 | 0 | 0 | 0 | 0 | 0 | 0 | 0 | 0 | 0 | 0 | 0 | 0 | 0 | 0 | 0 | 0 | 0 | 0
water-heating | August | week | 0 | 0 | 0 | 0 | 0 | 0 | 0 | 0 | 0 | 0 | 0 | 0 | 0 | 0 | 0 | 0 | 0 | 0 | 0 | 0 | 0 | 0 | 0 | 0
water-heating | September | week | 0 | 0 | 0 | 0 | 0 | 0 | 0 | 0 | 0 | 0 | 0 | 0 | 0 | 0 | 0 | 0 | 0 | 0 | 0 | 0 | 0 | 0 | 0 | 0
water-heating | October | week | 0 | 0 | 0 | 0 | 0 | 0 | 0 | 0 | 0 | 0 | 0 | 0 | 0 | 0 | 0 | 0 | 0 | 0 | 0 | 0 | 0 | 0 | 0 | 0
water-heating | November | week | 0 | 0 | 0 | 0 | 0 | 0 | 0 | 0 | 0 | 0 | 0 | 0 | 0 | 0 | 0 | 0 | 0 | 0 | 0 | 0 | 0 | 0 | 0 | 0
water-heating | December | week | 0 | 0 | 0 | 0 | 0 | 0 | 0 | 0 | 0 | 0 | 0 | 0 | 0 | 0 | 0 | 0 | 0 | 0 | 0 | 0 | 0 | 0 | 0 | 0
water-heating | January | peak | 0 | 0 | 0 | 0 | 0 | 0 | 0 | 0 | 0 | 0 | 0 | 0 | 0 | 0 | 0 | 0 | 0 | 0 | 0 | 0 | 0 | 0 | 0 | 0
water-heating | February | peak | 0 | 0 | 0 | 0 | 0 | 0 | 0 | 0 | 0 | 0 | 0 | 0 | 0 | 0 | 0 | 0 | 0 | 0 | 0 | 0 | 0 | 0 | 0 | 0
water-heating | March | peak | 0 | 0 | 0 | 0 | 0 | 0 | 0 | 0 | 0 | 0 | 0 | 0 | 0 | 0 | 0 | 0 | 0 | 0 | 0 | 0 | 0 | 0 | 0 | 0
water-heating | April | peak | 0 | 0 | 0 | 0 | 0 | 0 | 0 | 0 | 0 | 0 | 0 | 0 | 0 | 0 | 0 | 0 | 0 | 0 | 0 | 0 | 0 | 0 | 0 | 0
water-heating | May | peak | 0 | 0 | 0 | 0 | 0 | 0 | 0 | 0 | 0 | 0 | 0 | 0 | 0 | 0 | 0 | 0 | 0 | 0 | 0 | 0 | 0 | 0 | 0 | 0
water-heating | June | peak | 0 | 0 | 0 | 0 | 0 | 0 | 0 | 0 | 0 | 0 | 0 | 0 | 0 | 0 | 0 | 0 | 0 | 0 | 0 | 0 | 0 | 0 | 0 | 0
water-heating | July | peak | 0 | 0 | 0 | 0 | 0 | 0 | 0 | 0 | 0 | 0 | 0 | 0 | 0 | 0 | 0 | 0 | 0 | 0 | 0 | 0 | 0 | 0 | 0 | 0
water-heating | August | peak | 0 | 0 | 0 | 0 | 0 | 0 | 0 | 0 | 0 | 0 | 0 | 0 | 0 | 0 | 0 | 0 | 0 | 0 | 0 | 0 | 0 | 0 | 0 | 0
water-heating | September | peak | 0 | 0 | 0 | 0 | 0 | 0 | 0 | 0 | 0 | 0 | 0 | 0 | 0 | 0 | 0 | 0 | 0 | 0 | 0 | 0 | 0 | 0 | 0 | 0
water-heating | October | peak | 0 | 0 | 0 | 0 | 0 | 0 | 0 | 0 | 0 | 0 | 0 | 0 | 0 | 0 | 0 | 0 | 0 | 0 | 0 | 0 | 0 | 0 | 0 | 0
water-heating | November | peak | 0 | 0 | 0 | 0 | 0 | 0 | 0 | 0 | 0 | 0 | 0 | 0 | 0 | 0 | 0 | 0 | 0 | 0 | 0 | 0 | 0 | 0 | 0 | 0
water-heating | December | peak | 0 | 0 | 0 | 0 | 0 | 0 | 0 | 0 | 0 | 0 | 0 | 0 | 0 | 0 | 0 | 0 | 0 | 0 | 0 | 0 | 0 | 0 | 0 | 0
water-heating | January | weekend | 0 | 0 | 0 | 0 | 0 | 0 | 0 | 0 | 0 | 0 | 0 | 0 | 0 | 0 | 0 | 0 | 0 | 0 | 0 | 0 | 0 | 0 | 0 | 0
water-heating | February | weekend | 0 | 0 | 0 | 0 | 0 | 0 | 0 | 0 | 0 | 0 | 0 | 0 | 0 | 0 | 0 | 0 | 0 | 0 | 0 | 0 | 0 | 0 | 0 | 0
water-heating | March | weekend | 0 | 0 | 0 | 0 | 0 | 0 | 0 | 0 | 0 | 0 | 0 | 0 | 0 | 0 | 0 | 0 | 0 | 0 | 0 | 0 | 0 | 0 | 0 | 0
water-heating | April | weekend | 0 | 0 | 0 | 0 | 0 | 0 | 0 | 0 | 0 | 0 | 0 | 0 | 0 | 0 | 0 | 0 | 0 | 0 | 0 | 0 | 0 | 0 | 0 | 0
water-heating | May | weekend | 0 | 0 | 0 | 0 | 0 | 0 | 0 | 0 | 0 | 0 | 0 | 0 | 0 | 0 | 0 | 0 | 0 | 0 | 0 | 0 | 0 | 0 | 0 | 0
water-heating | June | weekend | 0 | 0 | 0 | 0 | 0 | 0 | 0 | 0 | 0 | 0 | 0 | 0 | 0 | 0 | 0 | 0 | 0 | 0 | 0 | 0 | 0 | 0 | 0 | 0
water-heating | July | weekend | 0 | 0 | 0 | 0 | 0 | 0 | 0 | 0 | 0 | 0 | 0 | 0 | 0 | 0 | 0 | 0 | 0 | 0 | 0 | 0 | 0 | 0 | 0 | 0
water-heating | August | weekend | 0 | 0 | 0 | 0 | 0 | 0 | 0 | 0 | 0 | 0 | 0 | 0 | 0 | 0 | 0 | 0 | 0 | 0 | 0 | 0 | 0 | 0 | 0 | 0
water-heating | September | weekend | 0 | 0 | 0 | 0 | 0 | 0 | 0 | 0 | 0 | 0 | 0 | 0 | 0 | 0 | 0 | 0 | 0 | 0 | 0 | 0 | 0 | 0 | 0 | 0
water-heating | October | weekend | 0 | 0 | 0 | 0 | 0 | 0 | 0 | 0 | 0 | 0 | 0 | 0 | 0 | 0 | 0 | 0 | 0 | 0 | 0 | 0 | 0 | 0 | 0 | 0
water-heating | November | weekend | 0 | 0 | 0 | 0 | 0 | 0 | 0 | 0 | 0 | 0 | 0 | 0 | 0 | 0 | 0 | 0 | 0 | 0 | 0 | 0 | 0 | 0 | 0 | 0
water-heating | December | weekend | 0 | 0 | 0 | 0 | 0 | 0 | 0 | 0 | 0 | 0 | 0 | 0 | 0 | 0 | 0 | 0 | 0 | 0 | 0 | 0 | 0 | 0 | 0 | 0
naturalgas-only | January | week | 0 | 0 | 0 | 0 | 0 | 0 | 0 | 0 | 0 | 0 | 0 | 0 | 0 | 0 | 0 | 0 | 0 | 0 | 0 | 0 | 0 | 0 | 0 | 0
naturalgas-only | February | week | 0 | 0 | 0 | 0 | 0 | 0 | 0 | 0 | 0 | 0 | 0 | 0 | 0 | 0 | 0 | 0 | 0 | 0 | 0 | 0 | 0 | 0 | 0 | 0
naturalgas-only | March | week | 0 | 0 | 0 | 0 | 0 | 0 | 0 | 0 | 0 | 0 | 0 | 0 | 0 | 0 | 0 | 0 | 0 | 0 | 0 | 0 | 0 | 0 | 0 | 0
naturalgas-only | April | week | 0 | 0 | 0 | 0 | 0 | 0 | 0 | 0 | 0 | 0 | 0 | 0 | 0 | 0 | 0 | 0 | 0 | 0 | 0 | 0 | 0 | 0 | 0 | 0
naturalgas-only | May | week | 0 | 0 | 0 | 0 | 0 | 0 | 0 | 0 | 0 | 0 | 0 | 0 | 0 | 0 | 0 | 0 | 0 | 0 | 0 | 0 | 0 | 0 | 0 | 0
naturalgas-only | June | week | 0 | 0 | 0 | 0 | 0 | 0 | 0 | 0 | 0 | 0 | 0 | 0 | 0 | 0 | 0 | 0 | 0 | 0 | 0 | 0 | 0 | 0 | 0 | 0
naturalgas-only | July | week | 0 | 0 | 0 | 0 | 0 | 0 | 0 | 0 | 0 | 0 | 0 | 0 | 0 | 0 | 0 | 0 | 0 | 0 | 0 | 0 | 0 | 0 | 0 | 0
naturalgas-only | August | week | 0 | 0 | 0 | 0 | 0 | 0 | 0 | 0 | 0 | 0 | 0 | 0 | 0 | 0 | 0 | 0 | 0 | 0 | 0 | 0 | 0 | 0 | 0 | 0
naturalgas-only | September | week | 0 | 0 | 0 | 0 | 0 | 0 | 0 | 0 | 0 | 0 | 0 | 0 | 0 | 0 | 0 | 0 | 0 | 0 | 0 | 0 | 0 | 0 | 0 | 0
naturalgas-only | October | week | 0 | 0 | 0 | 0 | 0 | 0 | 0 | 0 | 0 | 0 | 0 | 0 | 0 | 0 | 0 | 0 | 0 | 0 | 0 | 0 | 0 | 0 | 0 | 0
naturalgas-only | November | week | 0 | 0 | 0 | 0 | 0 | 0 | 0 | 0 | 0 | 0 | 0 | 0 | 0 | 0 | 0 | 0 | 0 | 0 | 0 | 0 | 0 | 0 | 0 | 0
naturalgas-only | December | week | 0 | 0 | 0 | 0 | 0 | 0 | 0 | 0 | 0 | 0 | 0 | 0 | 0 | 0 | 0 | 0 | 0 | 0 | 0 | 0 | 0 | 0 | 0 | 0
naturalgas-only | January | peak | 0 | 0 | 0 | 0 | 0 | 0 | 0 | 0 | 0 | 0 | 0 | 0 | 0 | 0 | 0 | 0 | 0 | 0 | 0 | 0 | 0 | 0 | 0 | 0
naturalgas-only | February | peak | 0 | 0 | 0 | 0 | 0 | 0 | 0 | 0 | 0 | 0 | 0 | 0 | 0 | 0 | 0 | 0 | 0 | 0 | 0 | 0 | 0 | 0 | 0 | 0
naturalgas-only | March | peak | 0 | 0 | 0 | 0 | 0 | 0 | 0 | 0 | 0 | 0 | 0 | 0 | 0 | 0 | 0 | 0 | 0 | 0 | 0 | 0 | 0 | 0 | 0 | 0
naturalgas-only | April | peak | 0 | 0 | 0 | 0 | 0 | 0 | 0 | 0 | 0 | 0 | 0 | 0 | 0 | 0 | 0 | 0 | 0 | 0 | 0 | 0 | 0 | 0 | 0 | 0
naturalgas-only | May | peak | 0 | 0 | 0 | 0 | 0 | 0 | 0 | 0 | 0 | 0 | 0 | 0 | 0 | 0 | 0 | 0 | 0 | 0 | 0 | 0 | 0 | 0 | 0 | 0
naturalgas-only | June | peak | 0 | 0 | 0 | 0 | 0 | 0 | 0 | 0 | 0 | 0 | 0 | 0 | 0 | 0 | 0 | 0 | 0 | 0 | 0 | 0 | 0 | 0 | 0 | 0
naturalgas-only | July | peak | 0 | 0 | 0 | 0 | 0 | 0 | 0 | 0 | 0 | 0 | 0 | 0 | 0 | 0 | 0 | 0 | 0 | 0 | 0 | 0 | 0 | 0 | 0 | 0
naturalgas-only | August | peak | 0 | 0 | 0 | 0 | 0 | 0 | 0 | 0 | 0 | 0 | 0 | 0 | 0 | 0 | 0 | 0 | 0 | 0 | 0 | 0 | 0 | 0 | 0 | 0
naturalgas-only | September | peak | 0 | 0 | 0 | 0 | 0 | 0 | 0 | 0 | 0 | 0 | 0 | 0 | 0 | 0 | 0 | 0 | 0 | 0 | 0 | 0 | 0 | 0 | 0 | 0
naturalgas-only | October | peak | 0 | 0 | 0 | 0 | 0 | 0 | 0 | 0 | 0 | 0 | 0 | 0 | 0 | 0 | 0 | 0 | 0 | 0 | 0 | 0 | 0 | 0 | 0 | 0
naturalgas-only | November | peak | 0 | 0 | 0 | 0 | 0 | 0 | 0 | 0 | 0 | 0 | 0 | 0 | 0 | 0 | 0 | 0 | 0 | 0 | 0 | 0 | 0 | 0 | 0 | 0
naturalgas-only | December | peak | 0 | 0 | 0 | 0 | 0 | 0 | 0 | 0 | 0 | 0 | 0 | 0 | 0 | 0 | 0 | 0 | 0 | 0 | 0 | 0 | 0 | 0 | 0 | 0
naturalgas-only | January | weekend | 0 | 0 | 0 | 0 | 0 | 0 | 0 | 0 | 0 | 0 | 0 | 0 | 0 | 0 | 0 | 0 | 0 | 0 | 0 | 0 | 0 | 0 | 0 | 0
naturalgas-only | February | weekend | 0 | 0 | 0 | 0 | 0 | 0 | 0 | 0 | 0 | 0 | 0 | 0 | 0 | 0 | 0 | 0 | 0 | 0 | 0 | 0 | 0 | 0 | 0 | 0
naturalgas-only | March | weekend | 0 | 0 | 0 | 0 | 0 | 0 | 0 | 0 | 0 | 0 | 0 | 0 | 0 | 0 | 0 | 0 | 0 | 0 | 0 | 0 | 0 | 0 | 0 | 0
naturalgas-only | April | weekend | 0 | 0 | 0 | 0 | 0 | 0 | 0 | 0 | 0 | 0 | 0 | 0 | 0 | 0 | 0 | 0 | 0 | 0 | 0 | 0 | 0 | 0 | 0 | 0
naturalgas-only | May | weekend | 0 | 0 | 0 | 0 | 0 | 0 | 0 | 0 | 0 | 0 | 0 | 0 | 0 | 0 | 0 | 0 | 0 | 0 | 0 | 0 | 0 | 0 | 0 | 0
naturalgas-only | June | weekend | 0 | 0 | 0 | 0 | 0 | 0 | 0 | 0 | 0 | 0 | 0 | 0 | 0 | 0 | 0 | 0 | 0 | 0 | 0 | 0 | 0 | 0 | 0 | 0
naturalgas-only | July | weekend | 0 | 0 | 0 | 0 | 0 | 0 | 0 | 0 | 0 | 0 | 0 | 0 | 0 | 0 | 0 | 0 | 0 | 0 | 0 | 0 | 0 | 0 | 0 | 0
naturalgas-only | August | weekend | 0 | 0 | 0 | 0 | 0 | 0 | 0 | 0 | 0 | 0 | 0 | 0 | 0 | 0 | 0 | 0 | 0 | 0 | 0 | 0 | 0 | 0 | 0 | 0
naturalgas-only | September | weekend | 0 | 0 | 0 | 0 | 0 | 0 | 0 | 0 | 0 | 0 | 0 | 0 | 0 | 0 | 0 | 0 | 0 | 0 | 0 | 0 | 0 | 0 | 0 | 0
naturalgas-only | October | weekend | 0 | 0 | 0 | 0 | 0 | 0 | 0 | 0 | 0 | 0 | 0 | 0 | 0 | 0 | 0 | 0 | 0 | 0 | 0 | 0 | 0 | 0 | 0 | 0
naturalgas-only | November | weekend | 0 | 0 | 0 | 0 | 0 | 0 | 0 | 0 | 0 | 0 | 0 | 0 | 0 | 0 | 0 | 0 | 0 | 0 | 0 | 0 | 0 | 0 | 0 | 0
naturalgas-only | December | weekend | 0 | 0 | 0 | 0 | 0 | 0 | 0 | 0 | 0 | 0 | 0 | 0 | 0 | 0 | 0 | 0 | 0 | 0 | 0 | 0 | 0 | 0 | 0 | 0

## LoadInput_N7_P
|  |  | 1 | 2 | 3 | 4 | 5 | 6 | 7 | 8 | 9 | 10 | 11 | 12 | 13 | 14 | 15 | 16 | 17 | 18 | 19 | 20 | 21 | 22 | 23 | 24
electricity-only | January | week | 0 | 0 | 0 | 0 | 0 | 0 | 0 | 0 | 0 | 0 | 0 | 0 | 0 | 0 | 0 | 0 | 0 | 0 | 0 | 0 | 0 | 0 | 0 | 0
electricity-only | February | week | 0 | 0 | 0 | 0 | 0 | 0 | 0 | 0 | 0 | 0 | 0 | 0 | 0 | 0 | 0 | 0 | 0 | 0 | 0 | 0 | 0 | 0 | 0 | 0
electricity-only | March | week | 0 | 0 | 0 | 0 | 0 | 0 | 0 | 0 | 0 | 0 | 0 | 0 | 0 | 0 | 0 | 0 | 0 | 0 | 0 | 0 | 0 | 0 | 0 | 0
electricity-only | April | week | 0 | 0 | 0 | 0 | 0 | 0 | 0 | 0 | 0 | 0 | 0 | 0 | 0 | 0 | 0 | 0 | 0 | 0 | 0 | 0 | 0 | 0 | 0 | 0
electricity-only | May | week | 0 | 0 | 0 | 0 | 0 | 0 | 0 | 0 | 0 | 0 | 0 | 0 | 0 | 0 | 0 | 0 | 0 | 0 | 0 | 0 | 0 | 0 | 0 | 0
electricity-only | June | week | 0 | 0 | 0 | 0 | 0 | 0 | 0 | 0 | 0 | 0 | 0 | 0 | 0 | 0 | 0 | 0 | 0 | 0 | 0 | 0 | 0 | 0 | 0 | 0
electricity-only | July | week | 0 | 0 | 0 | 0 | 0 | 0 | 0 | 0 | 0 | 0 | 0 | 0 | 0 | 0 | 0 | 0 | 0 | 0 | 0 | 0 | 0 | 0 | 0 | 0
electricity-only | August | week | 0 | 0 | 0 | 0 | 0 | 0 | 0 | 0 | 0 | 0 | 0 | 0 | 0 | 0 | 0 | 0 | 0 | 0 | 0 | 0 | 0 | 0 | 0 | 0
electricity-only | September | week | 0 | 0 | 0 | 0 | 0 | 0 | 0 | 0 | 0 | 0 | 0 | 0 | 0 | 0 | 0 | 0 | 0 | 0 | 0 | 0 | 0 | 0 | 0 | 0
electricity-only | October | week | 0 | 0 | 0 | 0 | 0 | 0 | 0 | 0 | 0 | 0 | 0 | 0 | 0 | 0 | 0 | 0 | 0 | 0 | 0 | 0 | 0 | 0 | 0 | 0
electricity-only | November | week | 0 | 0 | 0 | 0 | 0 | 0 | 0 | 0 | 0 | 0 | 0 | 0 | 0 | 0 | 0 | 0 | 0 | 0 | 0 | 0 | 0 | 0 | 0 | 0
electricity-only | December | week | 0 | 0 | 0 | 0 | 0 | 0 | 0 | 0 | 0 | 0 | 0 | 0 | 0 | 0 | 0 | 0 | 0 | 0 | 0 | 0 | 0 | 0 | 0 | 0
electricity-only | January | peak | 0 | 0 | 0 | 0 | 0 | 0 | 0 | 0 | 0 | 0 | 0 | 0 | 0 | 0 | 0 | 0 | 0 | 0 | 0 | 0 | 0 | 0 | 0 | 0
electricity-only | February | peak | 0 | 0 | 0 | 0 | 0 | 0 | 0 | 0 | 0 | 0 | 0 | 0 | 0 | 0 | 0 | 0 | 0 | 0 | 0 | 0 | 0 | 0 | 0 | 0
electricity-only | March | peak | 0 | 0 | 0 | 0 | 0 | 0 | 0 | 0 | 0 | 0 | 0 | 0 | 0 | 0 | 0 | 0 | 0 | 0 | 0 | 0 | 0 | 0 | 0 | 0
electricity-only | April | peak | 0 | 0 | 0 | 0 | 0 | 0 | 0 | 0 | 0 | 0 | 0 | 0 | 0 | 0 | 0 | 0 | 0 | 0 | 0 | 0 | 0 | 0 | 0 | 0
electricity-only | May | peak | 0 | 0 | 0 | 0 | 0 | 0 | 0 | 0 | 0 | 0 | 0 | 0 | 0 | 0 | 0 | 0 | 0 | 0 | 0 | 0 | 0 | 0 | 0 | 0
electricity-only | June | peak | 0 | 0 | 0 | 0 | 0 | 0 | 0 | 0 | 0 | 0 | 0 | 0 | 0 | 0 | 0 | 0 | 0 | 0 | 0 | 0 | 0 | 0 | 0 | 0
electricity-only | July | peak | 0 | 0 | 0 | 0 | 0 | 0 | 0 | 0 | 0 | 0 | 0 | 0 | 0 | 0 | 0 | 0 | 0 | 0 | 0 | 0 | 0 | 0 | 0 | 0
electricity-only | August | peak | 0 | 0 | 0 | 0 | 0 | 0 | 0 | 0 | 0 | 0 | 0 | 0 | 0 | 0 | 0 | 0 | 0 | 0 | 0 | 0 | 0 | 0 | 0 | 0
electricity-only | September | peak | 0 | 0 | 0 | 0 | 0 | 0 | 0 | 0 | 0 | 0 | 0 | 0 | 0 | 0 | 0 | 0 | 0 | 0 | 0 | 0 | 0 | 0 | 0 | 0
electricity-only | October | peak | 0 | 0 | 0 | 0 | 0 | 0 | 0 | 0 | 0 | 0 | 0 | 0 | 0 | 0 | 0 | 0 | 0 | 0 | 0 | 0 | 0 | 0 | 0 | 0
electricity-only | November | peak | 0 | 0 | 0 | 0 | 0 | 0 | 0 | 0 | 0 | 0 | 0 | 0 | 0 | 0 | 0 | 0 | 0 | 0 | 0 | 0 | 0 | 0 | 0 | 0
electricity-only | December | peak | 0 | 0 | 0 | 0 | 0 | 0 | 0 | 0 | 0 | 0 | 0 | 0 | 0 | 0 | 0 | 0 | 0 | 0 | 0 | 0 | 0 | 0 | 0 | 0
electricity-only | January | weekend | 0 | 0 | 0 | 0 | 0 | 0 | 0 | 0 | 0 | 0 | 0 | 0 | 0 | 0 | 0 | 0 | 0 | 0 | 0 | 0 | 0 | 0 | 0 | 0
electricity-only | February | weekend | 0 | 0 | 0 | 0 | 0 | 0 | 0 | 0 | 0 | 0 | 0 | 0 | 0 | 0 | 0 | 0 | 0 | 0 | 0 | 0 | 0 | 0 | 0 | 0
electricity-only | March | weekend | 0 | 0 | 0 | 0 | 0 | 0 | 0 | 0 | 0 | 0 | 0 | 0 | 0 | 0 | 0 | 0 | 0 | 0 | 0 | 0 | 0 | 0 | 0 | 0
electricity-only | April | weekend | 0 | 0 | 0 | 0 | 0 | 0 | 0 | 0 | 0 | 0 | 0 | 0 | 0 | 0 | 0 | 0 | 0 | 0 | 0 | 0 | 0 | 0 | 0 | 0
electricity-only | May | weekend | 0 | 0 | 0 | 0 | 0 | 0 | 0 | 0 | 0 | 0 | 0 | 0 | 0 | 0 | 0 | 0 | 0 | 0 | 0 | 0 | 0 | 0 | 0 | 0
electricity-only | June | weekend | 0 | 0 | 0 | 0 | 0 | 0 | 0 | 0 | 0 | 0 | 0 | 0 | 0 | 0 | 0 | 0 | 0 | 0 | 0 | 0 | 0 | 0 | 0 | 0
electricity-only | July | weekend | 0 | 0 | 0 | 0 | 0 | 0 | 0 | 0 | 0 | 0 | 0 | 0 | 0 | 0 | 0 | 0 | 0 | 0 | 0 | 0 | 0 | 0 | 0 | 0
electricity-only | August | weekend | 0 | 0 | 0 | 0 | 0 | 0 | 0 | 0 | 0 | 0 | 0 | 0 | 0 | 0 | 0 | 0 | 0 | 0 | 0 | 0 | 0 | 0 | 0 | 0
electricity-only | September | weekend | 0 | 0 | 0 | 0 | 0 | 0 | 0 | 0 | 0 | 0 | 0 | 0 | 0 | 0 | 0 | 0 | 0 | 0 | 0 | 0 | 0 | 0 | 0 | 0
electricity-only | October | weekend | 0 | 0 | 0 | 0 | 0 | 0 | 0 | 0 | 0 | 0 | 0 | 0 | 0 | 0 | 0 | 0 | 0 | 0 | 0 | 0 | 0 | 0 | 0 | 0
electricity-only | November | weekend | 0 | 0 | 0 | 0 | 0 | 0 | 0 | 0 | 0 | 0 | 0 | 0 | 0 | 0 | 0 | 0 | 0 | 0 | 0 | 0 | 0 | 0 | 0 | 0
electricity-only | December | weekend | 0 | 0 | 0 | 0 | 0 | 0 | 0 | 0 | 0 | 0 | 0 | 0 | 0 | 0 | 0 | 0 | 0 | 0 | 0 | 0 | 0 | 0 | 0 | 0
cooling | January | week | 0 | 0 | 0 | 0 | 0 | 0 | 0 | 0 | 0 | 0 | 0 | 0 | 0 | 0 | 0 | 0 | 0 | 0 | 0 | 0 | 0 | 0 | 0 | 0
cooling | February | week | 0 | 0 | 0 | 0 | 0 | 0 | 0 | 0 | 0 | 0 | 0 | 0 | 0 | 0 | 0 | 0 | 0 | 0 | 0 | 0 | 0 | 0 | 0 | 0
cooling | March | week | 0 | 0 | 0 | 0 | 0 | 0 | 0 | 0 | 0 | 0 | 0 | 0 | 0 | 0 | 0 | 0 | 0 | 0 | 0 | 0 | 0 | 0 | 0 | 0
cooling | April | week | 0 | 0 | 0 | 0 | 0 | 0 | 0 | 0 | 0 | 0 | 0 | 0 | 0 | 0 | 0 | 0 | 0 | 0 | 0 | 0 | 0 | 0 | 0 | 0
cooling | May | week | 0 | 0 | 0 | 0 | 0 | 0 | 0 | 0 | 0 | 0 | 0 | 0 | 0 | 0 | 0 | 0 | 0 | 0 | 0 | 0 | 0 | 0 | 0 | 0
cooling | June | week | 0 | 0 | 0 | 0 | 0 | 0 | 0 | 0 | 0 | 0 | 0 | 0 | 0 | 0 | 0 | 0 | 0 | 0 | 0 | 0 | 0 | 0 | 0 | 0
cooling | July | week | 0 | 0 | 0 | 0 | 0 | 0 | 0 | 0 | 0 | 0 | 0 | 0 | 0 | 0 | 0 | 0 | 0 | 0 | 0 | 0 | 0 | 0 | 0 | 0
cooling | August | week | 0 | 0 | 0 | 0 | 0 | 0 | 0 | 0 | 0 | 0 | 0 | 0 | 0 | 0 | 0 | 0 | 0 | 0 | 0 | 0 | 0 | 0 | 0 | 0
cooling | September | week | 0 | 0 | 0 | 0 | 0 | 0 | 0 | 0 | 0 | 0 | 0 | 0 | 0 | 0 | 0 | 0 | 0 | 0 | 0 | 0 | 0 | 0 | 0 | 0
cooling | October | week | 0 | 0 | 0 | 0 | 0 | 0 | 0 | 0 | 0 | 0 | 0 | 0 | 0 | 0 | 0 | 0 | 0 | 0 | 0 | 0 | 0 | 0 | 0 | 0
cooling | November | week | 0 | 0 | 0 | 0 | 0 | 0 | 0 | 0 | 0 | 0 | 0 | 0 | 0 | 0 | 0 | 0 | 0 | 0 | 0 | 0 | 0 | 0 | 0 | 0
cooling | December | week | 0 | 0 | 0 | 0 | 0 | 0 | 0 | 0 | 0 | 0 | 0 | 0 | 0 | 0 | 0 | 0 | 0 | 0 | 0 | 0 | 0 | 0 | 0 | 0
cooling | January | peak | 0 | 0 | 0 | 0 | 0 | 0 | 0 | 0 | 0 | 0 | 0 | 0 | 0 | 0 | 0 | 0 | 0 | 0 | 0 | 0 | 0 | 0 | 0 | 0
cooling | February | peak | 0 | 0 | 0 | 0 | 0 | 0 | 0 | 0 | 0 | 0 | 0 | 0 | 0 | 0 | 0 | 0 | 0 | 0 | 0 | 0 | 0 | 0 | 0 | 0
cooling | March | peak | 0 | 0 | 0 | 0 | 0 | 0 | 0 | 0 | 0 | 0 | 0 | 0 | 0 | 0 | 0 | 0 | 0 | 0 | 0 | 0 | 0 | 0 | 0 | 0
cooling | April | peak | 0 | 0 | 0 | 0 | 0 | 0 | 0 | 0 | 0 | 0 | 0 | 0 | 0 | 0 | 0 | 0 | 0 | 0 | 0 | 0 | 0 | 0 | 0 | 0
cooling | May | peak | 0 | 0 | 0 | 0 | 0 | 0 | 0 | 0 | 0 | 0 | 0 | 0 | 0 | 0 | 0 | 0 | 0 | 0 | 0 | 0 | 0 | 0 | 0 | 0
cooling | June | peak | 0 | 0 | 0 | 0 | 0 | 0 | 0 | 0 | 0 | 0 | 0 | 0 | 0 | 0 | 0 | 0 | 0 | 0 | 0 | 0 | 0 | 0 | 0 | 0
cooling | July | peak | 0 | 0 | 0 | 0 | 0 | 0 | 0 | 0 | 0 | 0 | 0 | 0 | 0 | 0 | 0 | 0 | 0 | 0 | 0 | 0 | 0 | 0 | 0 | 0
cooling | August | peak | 0 | 0 | 0 | 0 | 0 | 0 | 0 | 0 | 0 | 0 | 0 | 0 | 0 | 0 | 0 | 0 | 0 | 0 | 0 | 0 | 0 | 0 | 0 | 0
cooling | September | peak | 0 | 0 | 0 | 0 | 0 | 0 | 0 | 0 | 0 | 0 | 0 | 0 | 0 | 0 | 0 | 0 | 0 | 0 | 0 | 0 | 0 | 0 | 0 | 0
cooling | October | peak | 0 | 0 | 0 | 0 | 0 | 0 | 0 | 0 | 0 | 0 | 0 | 0 | 0 | 0 | 0 | 0 | 0 | 0 | 0 | 0 | 0 | 0 | 0 | 0
cooling | November | peak | 0 | 0 | 0 | 0 | 0 | 0 | 0 | 0 | 0 | 0 | 0 | 0 | 0 | 0 | 0 | 0 | 0 | 0 | 0 | 0 | 0 | 0 | 0 | 0
cooling | December | peak | 0 | 0 | 0 | 0 | 0 | 0 | 0 | 0 | 0 | 0 | 0 | 0 | 0 | 0 | 0 | 0 | 0 | 0 | 0 | 0 | 0 | 0 | 0 | 0
cooling | January | weekend | 0 | 0 | 0 | 0 | 0 | 0 | 0 | 0 | 0 | 0 | 0 | 0 | 0 | 0 | 0 | 0 | 0 | 0 | 0 | 0 | 0 | 0 | 0 | 0
cooling | February | weekend | 0 | 0 | 0 | 0 | 0 | 0 | 0 | 0 | 0 | 0 | 0 | 0 | 0 | 0 | 0 | 0 | 0 | 0 | 0 | 0 | 0 | 0 | 0 | 0
cooling | March | weekend | 0 | 0 | 0 | 0 | 0 | 0 | 0 | 0 | 0 | 0 | 0 | 0 | 0 | 0 | 0 | 0 | 0 | 0 | 0 | 0 | 0 | 0 | 0 | 0
cooling | April | weekend | 0 | 0 | 0 | 0 | 0 | 0 | 0 | 0 | 0 | 0 | 0 | 0 | 0 | 0 | 0 | 0 | 0 | 0 | 0 | 0 | 0 | 0 | 0 | 0
cooling | May | weekend | 0 | 0 | 0 | 0 | 0 | 0 | 0 | 0 | 0 | 0 | 0 | 0 | 0 | 0 | 0 | 0 | 0 | 0 | 0 | 0 | 0 | 0 | 0 | 0
cooling | June | weekend | 0 | 0 | 0 | 0 | 0 | 0 | 0 | 0 | 0 | 0 | 0 | 0 | 0 | 0 | 0 | 0 | 0 | 0 | 0 | 0 | 0 | 0 | 0 | 0
cooling | July | weekend | 0 | 0 | 0 | 0 | 0 | 0 | 0 | 0 | 0 | 0 | 0 | 0 | 0 | 0 | 0 | 0 | 0 | 0 | 0 | 0 | 0 | 0 | 0 | 0
cooling | August | weekend | 0 | 0 | 0 | 0 | 0 | 0 | 0 | 0 | 0 | 0 | 0 | 0 | 0 | 0 | 0 | 0 | 0 | 0 | 0 | 0 | 0 | 0 | 0 | 0
cooling | September | weekend | 0 | 0 | 0 | 0 | 0 | 0 | 0 | 0 | 0 | 0 | 0 | 0 | 0 | 0 | 0 | 0 | 0 | 0 | 0 | 0 | 0 | 0 | 0 | 0
cooling | October | weekend | 0 | 0 | 0 | 0 | 0 | 0 | 0 | 0 | 0 | 0 | 0 | 0 | 0 | 0 | 0 | 0 | 0 | 0 | 0 | 0 | 0 | 0 | 0 | 0
cooling | November | weekend | 0 | 0 | 0 | 0 | 0 | 0 | 0 | 0 | 0 | 0 | 0 | 0 | 0 | 0 | 0 | 0 | 0 | 0 | 0 | 0 | 0 | 0 | 0 | 0
cooling | December | weekend | 0 | 0 | 0 | 0 | 0 | 0 | 0 | 0 | 0 | 0 | 0 | 0 | 0 | 0 | 0 | 0 | 0 | 0 | 0 | 0 | 0 | 0 | 0 | 0
refrigeration | January | week | 0 | 0 | 0 | 0 | 0 | 0 | 0 | 0 | 0 | 0 | 0 | 0 | 0 | 0 | 0 | 0 | 0 | 0 | 0 | 0 | 0 | 0 | 0 | 0
refrigeration | February | week | 0 | 0 | 0 | 0 | 0 | 0 | 0 | 0 | 0 | 0 | 0 | 0 | 0 | 0 | 0 | 0 | 0 | 0 | 0 | 0 | 0 | 0 | 0 | 0
refrigeration | March | week | 0 | 0 | 0 | 0 | 0 | 0 | 0 | 0 | 0 | 0 | 0 | 0 | 0 | 0 | 0 | 0 | 0 | 0 | 0 | 0 | 0 | 0 | 0 | 0
refrigeration | April | week | 0 | 0 | 0 | 0 | 0 | 0 | 0 | 0 | 0 | 0 | 0 | 0 | 0 | 0 | 0 | 0 | 0 | 0 | 0 | 0 | 0 | 0 | 0 | 0
refrigeration | May | week | 0 | 0 | 0 | 0 | 0 | 0 | 0 | 0 | 0 | 0 | 0 | 0 | 0 | 0 | 0 | 0 | 0 | 0 | 0 | 0 | 0 | 0 | 0 | 0
refrigeration | June | week | 0 | 0 | 0 | 0 | 0 | 0 | 0 | 0 | 0 | 0 | 0 | 0 | 0 | 0 | 0 | 0 | 0 | 0 | 0 | 0 | 0 | 0 | 0 | 0
refrigeration | July | week | 0 | 0 | 0 | 0 | 0 | 0 | 0 | 0 | 0 | 0 | 0 | 0 | 0 | 0 | 0 | 0 | 0 | 0 | 0 | 0 | 0 | 0 | 0 | 0
refrigeration | August | week | 0 | 0 | 0 | 0 | 0 | 0 | 0 | 0 | 0 | 0 | 0 | 0 | 0 | 0 | 0 | 0 | 0 | 0 | 0 | 0 | 0 | 0 | 0 | 0
refrigeration | September | week | 0 | 0 | 0 | 0 | 0 | 0 | 0 | 0 | 0 | 0 | 0 | 0 | 0 | 0 | 0 | 0 | 0 | 0 | 0 | 0 | 0 | 0 | 0 | 0
refrigeration | October | week | 0 | 0 | 0 | 0 | 0 | 0 | 0 | 0 | 0 | 0 | 0 | 0 | 0 | 0 | 0 | 0 | 0 | 0 | 0 | 0 | 0 | 0 | 0 | 0
refrigeration | November | week | 0 | 0 | 0 | 0 | 0 | 0 | 0 | 0 | 0 | 0 | 0 | 0 | 0 | 0 | 0 | 0 | 0 | 0 | 0 | 0 | 0 | 0 | 0 | 0
refrigeration | December | week | 0 | 0 | 0 | 0 | 0 | 0 | 0 | 0 | 0 | 0 | 0 | 0 | 0 | 0 | 0 | 0 | 0 | 0 | 0 | 0 | 0 | 0 | 0 | 0
refrigeration | January | peak | 0 | 0 | 0 | 0 | 0 | 0 | 0 | 0 | 0 | 0 | 0 | 0 | 0 | 0 | 0 | 0 | 0 | 0 | 0 | 0 | 0 | 0 | 0 | 0
refrigeration | February | peak | 0 | 0 | 0 | 0 | 0 | 0 | 0 | 0 | 0 | 0 | 0 | 0 | 0 | 0 | 0 | 0 | 0 | 0 | 0 | 0 | 0 | 0 | 0 | 0
refrigeration | March | peak | 0 | 0 | 0 | 0 | 0 | 0 | 0 | 0 | 0 | 0 | 0 | 0 | 0 | 0 | 0 | 0 | 0 | 0 | 0 | 0 | 0 | 0 | 0 | 0
refrigeration | April | peak | 0 | 0 | 0 | 0 | 0 | 0 | 0 | 0 | 0 | 0 | 0 | 0 | 0 | 0 | 0 | 0 | 0 | 0 | 0 | 0 | 0 | 0 | 0 | 0
refrigeration | May | peak | 0 | 0 | 0 | 0 | 0 | 0 | 0 | 0 | 0 | 0 | 0 | 0 | 0 | 0 | 0 | 0 | 0 | 0 | 0 | 0 | 0 | 0 | 0 | 0
refrigeration | June | peak | 0 | 0 | 0 | 0 | 0 | 0 | 0 | 0 | 0 | 0 | 0 | 0 | 0 | 0 | 0 | 0 | 0 | 0 | 0 | 0 | 0 | 0 | 0 | 0
refrigeration | July | peak | 0 | 0 | 0 | 0 | 0 | 0 | 0 | 0 | 0 | 0 | 0 | 0 | 0 | 0 | 0 | 0 | 0 | 0 | 0 | 0 | 0 | 0 | 0 | 0
refrigeration | August | peak | 0 | 0 | 0 | 0 | 0 | 0 | 0 | 0 | 0 | 0 | 0 | 0 | 0 | 0 | 0 | 0 | 0 | 0 | 0 | 0 | 0 | 0 | 0 | 0
refrigeration | September | peak | 0 | 0 | 0 | 0 | 0 | 0 | 0 | 0 | 0 | 0 | 0 | 0 | 0 | 0 | 0 | 0 | 0 | 0 | 0 | 0 | 0 | 0 | 0 | 0
refrigeration | October | peak | 0 | 0 | 0 | 0 | 0 | 0 | 0 | 0 | 0 | 0 | 0 | 0 | 0 | 0 | 0 | 0 | 0 | 0 | 0 | 0 | 0 | 0 | 0 | 0
refrigeration | November | peak | 0 | 0 | 0 | 0 | 0 | 0 | 0 | 0 | 0 | 0 | 0 | 0 | 0 | 0 | 0 | 0 | 0 | 0 | 0 | 0 | 0 | 0 | 0 | 0
refrigeration | December | peak | 0 | 0 | 0 | 0 | 0 | 0 | 0 | 0 | 0 | 0 | 0 | 0 | 0 | 0 | 0 | 0 | 0 | 0 | 0 | 0 | 0 | 0 | 0 | 0
refrigeration | January | weekend | 0 | 0 | 0 | 0 | 0 | 0 | 0 | 0 | 0 | 0 | 0 | 0 | 0 | 0 | 0 | 0 | 0 | 0 | 0 | 0 | 0 | 0 | 0 | 0
refrigeration | February | weekend | 0 | 0 | 0 | 0 | 0 | 0 | 0 | 0 | 0 | 0 | 0 | 0 | 0 | 0 | 0 | 0 | 0 | 0 | 0 | 0 | 0 | 0 | 0 | 0
refrigeration | March | weekend | 0 | 0 | 0 | 0 | 0 | 0 | 0 | 0 | 0 | 0 | 0 | 0 | 0 | 0 | 0 | 0 | 0 | 0 | 0 | 0 | 0 | 0 | 0 | 0
refrigeration | April | weekend | 0 | 0 | 0 | 0 | 0 | 0 | 0 | 0 | 0 | 0 | 0 | 0 | 0 | 0 | 0 | 0 | 0 | 0 | 0 | 0 | 0 | 0 | 0 | 0
refrigeration | May | weekend | 0 | 0 | 0 | 0 | 0 | 0 | 0 | 0 | 0 | 0 | 0 | 0 | 0 | 0 | 0 | 0 | 0 | 0 | 0 | 0 | 0 | 0 | 0 | 0
refrigeration | June | weekend | 0 | 0 | 0 | 0 | 0 | 0 | 0 | 0 | 0 | 0 | 0 | 0 | 0 | 0 | 0 | 0 | 0 | 0 | 0 | 0 | 0 | 0 | 0 | 0
refrigeration | July | weekend | 0 | 0 | 0 | 0 | 0 | 0 | 0 | 0 | 0 | 0 | 0 | 0 | 0 | 0 | 0 | 0 | 0 | 0 | 0 | 0 | 0 | 0 | 0 | 0
refrigeration | August | weekend | 0 | 0 | 0 | 0 | 0 | 0 | 0 | 0 | 0 | 0 | 0 | 0 | 0 | 0 | 0 | 0 | 0 | 0 | 0 | 0 | 0 | 0 | 0 | 0
refrigeration | September | weekend | 0 | 0 | 0 | 0 | 0 | 0 | 0 | 0 | 0 | 0 | 0 | 0 | 0 | 0 | 0 | 0 | 0 | 0 | 0 | 0 | 0 | 0 | 0 | 0
refrigeration | October | weekend | 0 | 0 | 0 | 0 | 0 | 0 | 0 | 0 | 0 | 0 | 0 | 0 | 0 | 0 | 0 | 0 | 0 | 0 | 0 | 0 | 0 | 0 | 0 | 0
refrigeration | November | weekend | 0 | 0 | 0 | 0 | 0 | 0 | 0 | 0 | 0 | 0 | 0 | 0 | 0 | 0 | 0 | 0 | 0 | 0 | 0 | 0 | 0 | 0 | 0 | 0
refrigeration | December | weekend | 0 | 0 | 0 | 0 | 0 | 0 | 0 | 0 | 0 | 0 | 0 | 0 | 0 | 0 | 0 | 0 | 0 | 0 | 0 | 0 | 0 | 0 | 0 | 0
space-heating | January | week | 0 | 0 | 0 | 0 | 0 | 0 | 0 | 0 | 0 | 0 | 0 | 0 | 0 | 0 | 0 | 0 | 0 | 0 | 0 | 0 | 0 | 0 | 0 | 0
space-heating | February | week | 0 | 0 | 0 | 0 | 0 | 0 | 0 | 0 | 0 | 0 | 0 | 0 | 0 | 0 | 0 | 0 | 0 | 0 | 0 | 0 | 0 | 0 | 0 | 0
space-heating | March | week | 0 | 0 | 0 | 0 | 0 | 0 | 0 | 0 | 0 | 0 | 0 | 0 | 0 | 0 | 0 | 0 | 0 | 0 | 0 | 0 | 0 | 0 | 0 | 0
space-heating | April | week | 0 | 0 | 0 | 0 | 0 | 0 | 0 | 0 | 0 | 0 | 0 | 0 | 0 | 0 | 0 | 0 | 0 | 0 | 0 | 0 | 0 | 0 | 0 | 0
space-heating | May | week | 0 | 0 | 0 | 0 | 0 | 0 | 0 | 0 | 0 | 0 | 0 | 0 | 0 | 0 | 0 | 0 | 0 | 0 | 0 | 0 | 0 | 0 | 0 | 0
space-heating | June | week | 0 | 0 | 0 | 0 | 0 | 0 | 0 | 0 | 0 | 0 | 0 | 0 | 0 | 0 | 0 | 0 | 0 | 0 | 0 | 0 | 0 | 0 | 0 | 0
space-heating | July | week | 0 | 0 | 0 | 0 | 0 | 0 | 0 | 0 | 0 | 0 | 0 | 0 | 0 | 0 | 0 | 0 | 0 | 0 | 0 | 0 | 0 | 0 | 0 | 0
space-heating | August | week | 0 | 0 | 0 | 0 | 0 | 0 | 0 | 0 | 0 | 0 | 0 | 0 | 0 | 0 | 0 | 0 | 0 | 0 | 0 | 0 | 0 | 0 | 0 | 0
space-heating | September | week | 0 | 0 | 0 | 0 | 0 | 0 | 0 | 0 | 0 | 0 | 0 | 0 | 0 | 0 | 0 | 0 | 0 | 0 | 0 | 0 | 0 | 0 | 0 | 0
space-heating | October | week | 0 | 0 | 0 | 0 | 0 | 0 | 0 | 0 | 0 | 0 | 0 | 0 | 0 | 0 | 0 | 0 | 0 | 0 | 0 | 0 | 0 | 0 | 0 | 0
space-heating | November | week | 0 | 0 | 0 | 0 | 0 | 0 | 0 | 0 | 0 | 0 | 0 | 0 | 0 | 0 | 0 | 0 | 0 | 0 | 0 | 0 | 0 | 0 | 0 | 0
space-heating | December | week | 0 | 0 | 0 | 0 | 0 | 0 | 0 | 0 | 0 | 0 | 0 | 0 | 0 | 0 | 0 | 0 | 0 | 0 | 0 | 0 | 0 | 0 | 0 | 0
space-heating | January | peak | 0 | 0 | 0 | 0 | 0 | 0 | 0 | 0 | 0 | 0 | 0 | 0 | 0 | 0 | 0 | 0 | 0 | 0 | 0 | 0 | 0 | 0 | 0 | 0
space-heating | February | peak | 0 | 0 | 0 | 0 | 0 | 0 | 0 | 0 | 0 | 0 | 0 | 0 | 0 | 0 | 0 | 0 | 0 | 0 | 0 | 0 | 0 | 0 | 0 | 0
space-heating | March | peak | 0 | 0 | 0 | 0 | 0 | 0 | 0 | 0 | 0 | 0 | 0 | 0 | 0 | 0 | 0 | 0 | 0 | 0 | 0 | 0 | 0 | 0 | 0 | 0
space-heating | April | peak | 0 | 0 | 0 | 0 | 0 | 0 | 0 | 0 | 0 | 0 | 0 | 0 | 0 | 0 | 0 | 0 | 0 | 0 | 0 | 0 | 0 | 0 | 0 | 0
space-heating | May | peak | 0 | 0 | 0 | 0 | 0 | 0 | 0 | 0 | 0 | 0 | 0 | 0 | 0 | 0 | 0 | 0 | 0 | 0 | 0 | 0 | 0 | 0 | 0 | 0
space-heating | June | peak | 0 | 0 | 0 | 0 | 0 | 0 | 0 | 0 | 0 | 0 | 0 | 0 | 0 | 0 | 0 | 0 | 0 | 0 | 0 | 0 | 0 | 0 | 0 | 0
space-heating | July | peak | 0 | 0 | 0 | 0 | 0 | 0 | 0 | 0 | 0 | 0 | 0 | 0 | 0 | 0 | 0 | 0 | 0 | 0 | 0 | 0 | 0 | 0 | 0 | 0
space-heating | August | peak | 0 | 0 | 0 | 0 | 0 | 0 | 0 | 0 | 0 | 0 | 0 | 0 | 0 | 0 | 0 | 0 | 0 | 0 | 0 | 0 | 0 | 0 | 0 | 0
space-heating | September | peak | 0 | 0 | 0 | 0 | 0 | 0 | 0 | 0 | 0 | 0 | 0 | 0 | 0 | 0 | 0 | 0 | 0 | 0 | 0 | 0 | 0 | 0 | 0 | 0
space-heating | October | peak | 0 | 0 | 0 | 0 | 0 | 0 | 0 | 0 | 0 | 0 | 0 | 0 | 0 | 0 | 0 | 0 | 0 | 0 | 0 | 0 | 0 | 0 | 0 | 0
space-heating | November | peak | 0 | 0 | 0 | 0 | 0 | 0 | 0 | 0 | 0 | 0 | 0 | 0 | 0 | 0 | 0 | 0 | 0 | 0 | 0 | 0 | 0 | 0 | 0 | 0
space-heating | December | peak | 0 | 0 | 0 | 0 | 0 | 0 | 0 | 0 | 0 | 0 | 0 | 0 | 0 | 0 | 0 | 0 | 0 | 0 | 0 | 0 | 0 | 0 | 0 | 0
space-heating | January | weekend | 0 | 0 | 0 | 0 | 0 | 0 | 0 | 0 | 0 | 0 | 0 | 0 | 0 | 0 | 0 | 0 | 0 | 0 | 0 | 0 | 0 | 0 | 0 | 0
space-heating | February | weekend | 0 | 0 | 0 | 0 | 0 | 0 | 0 | 0 | 0 | 0 | 0 | 0 | 0 | 0 | 0 | 0 | 0 | 0 | 0 | 0 | 0 | 0 | 0 | 0
space-heating | March | weekend | 0 | 0 | 0 | 0 | 0 | 0 | 0 | 0 | 0 | 0 | 0 | 0 | 0 | 0 | 0 | 0 | 0 | 0 | 0 | 0 | 0 | 0 | 0 | 0
space-heating | April | weekend | 0 | 0 | 0 | 0 | 0 | 0 | 0 | 0 | 0 | 0 | 0 | 0 | 0 | 0 | 0 | 0 | 0 | 0 | 0 | 0 | 0 | 0 | 0 | 0
space-heating | May | weekend | 0 | 0 | 0 | 0 | 0 | 0 | 0 | 0 | 0 | 0 | 0 | 0 | 0 | 0 | 0 | 0 | 0 | 0 | 0 | 0 | 0 | 0 | 0 | 0
space-heating | June | weekend | 0 | 0 | 0 | 0 | 0 | 0 | 0 | 0 | 0 | 0 | 0 | 0 | 0 | 0 | 0 | 0 | 0 | 0 | 0 | 0 | 0 | 0 | 0 | 0
space-heating | July | weekend | 0 | 0 | 0 | 0 | 0 | 0 | 0 | 0 | 0 | 0 | 0 | 0 | 0 | 0 | 0 | 0 | 0 | 0 | 0 | 0 | 0 | 0 | 0 | 0
space-heating | August | weekend | 0 | 0 | 0 | 0 | 0 | 0 | 0 | 0 | 0 | 0 | 0 | 0 | 0 | 0 | 0 | 0 | 0 | 0 | 0 | 0 | 0 | 0 | 0 | 0
space-heating | September | weekend | 0 | 0 | 0 | 0 | 0 | 0 | 0 | 0 | 0 | 0 | 0 | 0 | 0 | 0 | 0 | 0 | 0 | 0 | 0 | 0 | 0 | 0 | 0 | 0
space-heating | October | weekend | 0 | 0 | 0 | 0 | 0 | 0 | 0 | 0 | 0 | 0 | 0 | 0 | 0 | 0 | 0 | 0 | 0 | 0 | 0 | 0 | 0 | 0 | 0 | 0
space-heating | November | weekend | 0 | 0 | 0 | 0 | 0 | 0 | 0 | 0 | 0 | 0 | 0 | 0 | 0 | 0 | 0 | 0 | 0 | 0 | 0 | 0 | 0 | 0 | 0 | 0
space-heating | December | weekend | 0 | 0 | 0 | 0 | 0 | 0 | 0 | 0 | 0 | 0 | 0 | 0 | 0 | 0 | 0 | 0 | 0 | 0 | 0 | 0 | 0 | 0 | 0 | 0
water-heating | January | week | 0 | 0 | 0 | 0 | 0 | 0 | 0 | 0 | 0 | 0 | 0 | 0 | 0 | 0 | 0 | 0 | 0 | 0 | 0 | 0 | 0 | 0 | 0 | 0
water-heating | February | week | 0 | 0 | 0 | 0 | 0 | 0 | 0 | 0 | 0 | 0 | 0 | 0 | 0 | 0 | 0 | 0 | 0 | 0 | 0 | 0 | 0 | 0 | 0 | 0
water-heating | March | week | 0 | 0 | 0 | 0 | 0 | 0 | 0 | 0 | 0 | 0 | 0 | 0 | 0 | 0 | 0 | 0 | 0 | 0 | 0 | 0 | 0 | 0 | 0 | 0
water-heating | April | week | 0 | 0 | 0 | 0 | 0 | 0 | 0 | 0 | 0 | 0 | 0 | 0 | 0 | 0 | 0 | 0 | 0 | 0 | 0 | 0 | 0 | 0 | 0 | 0
water-heating | May | week | 0 | 0 | 0 | 0 | 0 | 0 | 0 | 0 | 0 | 0 | 0 | 0 | 0 | 0 | 0 | 0 | 0 | 0 | 0 | 0 | 0 | 0 | 0 | 0
water-heating | June | week | 0 | 0 | 0 | 0 | 0 | 0 | 0 | 0 | 0 | 0 | 0 | 0 | 0 | 0 | 0 | 0 | 0 | 0 | 0 | 0 | 0 | 0 | 0 | 0
water-heating | July | week | 0 | 0 | 0 | 0 | 0 | 0 | 0 | 0 | 0 | 0 | 0 | 0 | 0 | 0 | 0 | 0 | 0 | 0 | 0 | 0 | 0 | 0 | 0 | 0
water-heating | August | week | 0 | 0 | 0 | 0 | 0 | 0 | 0 | 0 | 0 | 0 | 0 | 0 | 0 | 0 | 0 | 0 | 0 | 0 | 0 | 0 | 0 | 0 | 0 | 0
water-heating | September | week | 0 | 0 | 0 | 0 | 0 | 0 | 0 | 0 | 0 | 0 | 0 | 0 | 0 | 0 | 0 | 0 | 0 | 0 | 0 | 0 | 0 | 0 | 0 | 0
water-heating | October | week | 0 | 0 | 0 | 0 | 0 | 0 | 0 | 0 | 0 | 0 | 0 | 0 | 0 | 0 | 0 | 0 | 0 | 0 | 0 | 0 | 0 | 0 | 0 | 0
water-heating | November | week | 0 | 0 | 0 | 0 | 0 | 0 | 0 | 0 | 0 | 0 | 0 | 0 | 0 | 0 | 0 | 0 | 0 | 0 | 0 | 0 | 0 | 0 | 0 | 0
water-heating | December | week | 0 | 0 | 0 | 0 | 0 | 0 | 0 | 0 | 0 | 0 | 0 | 0 | 0 | 0 | 0 | 0 | 0 | 0 | 0 | 0 | 0 | 0 | 0 | 0
water-heating | January | peak | 0 | 0 | 0 | 0 | 0 | 0 | 0 | 0 | 0 | 0 | 0 | 0 | 0 | 0 | 0 | 0 | 0 | 0 | 0 | 0 | 0 | 0 | 0 | 0
water-heating | February | peak | 0 | 0 | 0 | 0 | 0 | 0 | 0 | 0 | 0 | 0 | 0 | 0 | 0 | 0 | 0 | 0 | 0 | 0 | 0 | 0 | 0 | 0 | 0 | 0
water-heating | March | peak | 0 | 0 | 0 | 0 | 0 | 0 | 0 | 0 | 0 | 0 | 0 | 0 | 0 | 0 | 0 | 0 | 0 | 0 | 0 | 0 | 0 | 0 | 0 | 0
water-heating | April | peak | 0 | 0 | 0 | 0 | 0 | 0 | 0 | 0 | 0 | 0 | 0 | 0 | 0 | 0 | 0 | 0 | 0 | 0 | 0 | 0 | 0 | 0 | 0 | 0
water-heating | May | peak | 0 | 0 | 0 | 0 | 0 | 0 | 0 | 0 | 0 | 0 | 0 | 0 | 0 | 0 | 0 | 0 | 0 | 0 | 0 | 0 | 0 | 0 | 0 | 0
water-heating | June | peak | 0 | 0 | 0 | 0 | 0 | 0 | 0 | 0 | 0 | 0 | 0 | 0 | 0 | 0 | 0 | 0 | 0 | 0 | 0 | 0 | 0 | 0 | 0 | 0
water-heating | July | peak | 0 | 0 | 0 | 0 | 0 | 0 | 0 | 0 | 0 | 0 | 0 | 0 | 0 | 0 | 0 | 0 | 0 | 0 | 0 | 0 | 0 | 0 | 0 | 0
water-heating | August | peak | 0 | 0 | 0 | 0 | 0 | 0 | 0 | 0 | 0 | 0 | 0 | 0 | 0 | 0 | 0 | 0 | 0 | 0 | 0 | 0 | 0 | 0 | 0 | 0
water-heating | September | peak | 0 | 0 | 0 | 0 | 0 | 0 | 0 | 0 | 0 | 0 | 0 | 0 | 0 | 0 | 0 | 0 | 0 | 0 | 0 | 0 | 0 | 0 | 0 | 0
water-heating | October | peak | 0 | 0 | 0 | 0 | 0 | 0 | 0 | 0 | 0 | 0 | 0 | 0 | 0 | 0 | 0 | 0 | 0 | 0 | 0 | 0 | 0 | 0 | 0 | 0
water-heating | November | peak | 0 | 0 | 0 | 0 | 0 | 0 | 0 | 0 | 0 | 0 | 0 | 0 | 0 | 0 | 0 | 0 | 0 | 0 | 0 | 0 | 0 | 0 | 0 | 0
water-heating | December | peak | 0 | 0 | 0 | 0 | 0 | 0 | 0 | 0 | 0 | 0 | 0 | 0 | 0 | 0 | 0 | 0 | 0 | 0 | 0 | 0 | 0 | 0 | 0 | 0
water-heating | January | weekend | 0 | 0 | 0 | 0 | 0 | 0 | 0 | 0 | 0 | 0 | 0 | 0 | 0 | 0 | 0 | 0 | 0 | 0 | 0 | 0 | 0 | 0 | 0 | 0
water-heating | February | weekend | 0 | 0 | 0 | 0 | 0 | 0 | 0 | 0 | 0 | 0 | 0 | 0 | 0 | 0 | 0 | 0 | 0 | 0 | 0 | 0 | 0 | 0 | 0 | 0
water-heating | March | weekend | 0 | 0 | 0 | 0 | 0 | 0 | 0 | 0 | 0 | 0 | 0 | 0 | 0 | 0 | 0 | 0 | 0 | 0 | 0 | 0 | 0 | 0 | 0 | 0
water-heating | April | weekend | 0 | 0 | 0 | 0 | 0 | 0 | 0 | 0 | 0 | 0 | 0 | 0 | 0 | 0 | 0 | 0 | 0 | 0 | 0 | 0 | 0 | 0 | 0 | 0
water-heating | May | weekend | 0 | 0 | 0 | 0 | 0 | 0 | 0 | 0 | 0 | 0 | 0 | 0 | 0 | 0 | 0 | 0 | 0 | 0 | 0 | 0 | 0 | 0 | 0 | 0
water-heating | June | weekend | 0 | 0 | 0 | 0 | 0 | 0 | 0 | 0 | 0 | 0 | 0 | 0 | 0 | 0 | 0 | 0 | 0 | 0 | 0 | 0 | 0 | 0 | 0 | 0
water-heating | July | weekend | 0 | 0 | 0 | 0 | 0 | 0 | 0 | 0 | 0 | 0 | 0 | 0 | 0 | 0 | 0 | 0 | 0 | 0 | 0 | 0 | 0 | 0 | 0 | 0
water-heating | August | weekend | 0 | 0 | 0 | 0 | 0 | 0 | 0 | 0 | 0 | 0 | 0 | 0 | 0 | 0 | 0 | 0 | 0 | 0 | 0 | 0 | 0 | 0 | 0 | 0
water-heating | September | weekend | 0 | 0 | 0 | 0 | 0 | 0 | 0 | 0 | 0 | 0 | 0 | 0 | 0 | 0 | 0 | 0 | 0 | 0 | 0 | 0 | 0 | 0 | 0 | 0
water-heating | October | weekend | 0 | 0 | 0 | 0 | 0 | 0 | 0 | 0 | 0 | 0 | 0 | 0 | 0 | 0 | 0 | 0 | 0 | 0 | 0 | 0 | 0 | 0 | 0 | 0
water-heating | November | weekend | 0 | 0 | 0 | 0 | 0 | 0 | 0 | 0 | 0 | 0 | 0 | 0 | 0 | 0 | 0 | 0 | 0 | 0 | 0 | 0 | 0 | 0 | 0 | 0
water-heating | December | weekend | 0 | 0 | 0 | 0 | 0 | 0 | 0 | 0 | 0 | 0 | 0 | 0 | 0 | 0 | 0 | 0 | 0 | 0 | 0 | 0 | 0 | 0 | 0 | 0
naturalgas-only | January | week | 0 | 0 | 0 | 0 | 0 | 0 | 0 | 0 | 0 | 0 | 0 | 0 | 0 | 0 | 0 | 0 | 0 | 0 | 0 | 0 | 0 | 0 | 0 | 0
naturalgas-only | February | week | 0 | 0 | 0 | 0 | 0 | 0 | 0 | 0 | 0 | 0 | 0 | 0 | 0 | 0 | 0 | 0 | 0 | 0 | 0 | 0 | 0 | 0 | 0 | 0
naturalgas-only | March | week | 0 | 0 | 0 | 0 | 0 | 0 | 0 | 0 | 0 | 0 | 0 | 0 | 0 | 0 | 0 | 0 | 0 | 0 | 0 | 0 | 0 | 0 | 0 | 0
naturalgas-only | April | week | 0 | 0 | 0 | 0 | 0 | 0 | 0 | 0 | 0 | 0 | 0 | 0 | 0 | 0 | 0 | 0 | 0 | 0 | 0 | 0 | 0 | 0 | 0 | 0
naturalgas-only | May | week | 0 | 0 | 0 | 0 | 0 | 0 | 0 | 0 | 0 | 0 | 0 | 0 | 0 | 0 | 0 | 0 | 0 | 0 | 0 | 0 | 0 | 0 | 0 | 0
naturalgas-only | June | week | 0 | 0 | 0 | 0 | 0 | 0 | 0 | 0 | 0 | 0 | 0 | 0 | 0 | 0 | 0 | 0 | 0 | 0 | 0 | 0 | 0 | 0 | 0 | 0
naturalgas-only | July | week | 0 | 0 | 0 | 0 | 0 | 0 | 0 | 0 | 0 | 0 | 0 | 0 | 0 | 0 | 0 | 0 | 0 | 0 | 0 | 0 | 0 | 0 | 0 | 0
naturalgas-only | August | week | 0 | 0 | 0 | 0 | 0 | 0 | 0 | 0 | 0 | 0 | 0 | 0 | 0 | 0 | 0 | 0 | 0 | 0 | 0 | 0 | 0 | 0 | 0 | 0
naturalgas-only | September | week | 0 | 0 | 0 | 0 | 0 | 0 | 0 | 0 | 0 | 0 | 0 | 0 | 0 | 0 | 0 | 0 | 0 | 0 | 0 | 0 | 0 | 0 | 0 | 0
naturalgas-only | October | week | 0 | 0 | 0 | 0 | 0 | 0 | 0 | 0 | 0 | 0 | 0 | 0 | 0 | 0 | 0 | 0 | 0 | 0 | 0 | 0 | 0 | 0 | 0 | 0
naturalgas-only | November | week | 0 | 0 | 0 | 0 | 0 | 0 | 0 | 0 | 0 | 0 | 0 | 0 | 0 | 0 | 0 | 0 | 0 | 0 | 0 | 0 | 0 | 0 | 0 | 0
naturalgas-only | December | week | 0 | 0 | 0 | 0 | 0 | 0 | 0 | 0 | 0 | 0 | 0 | 0 | 0 | 0 | 0 | 0 | 0 | 0 | 0 | 0 | 0 | 0 | 0 | 0
naturalgas-only | January | peak | 0 | 0 | 0 | 0 | 0 | 0 | 0 | 0 | 0 | 0 | 0 | 0 | 0 | 0 | 0 | 0 | 0 | 0 | 0 | 0 | 0 | 0 | 0 | 0
naturalgas-only | February | peak | 0 | 0 | 0 | 0 | 0 | 0 | 0 | 0 | 0 | 0 | 0 | 0 | 0 | 0 | 0 | 0 | 0 | 0 | 0 | 0 | 0 | 0 | 0 | 0
naturalgas-only | March | peak | 0 | 0 | 0 | 0 | 0 | 0 | 0 | 0 | 0 | 0 | 0 | 0 | 0 | 0 | 0 | 0 | 0 | 0 | 0 | 0 | 0 | 0 | 0 | 0
naturalgas-only | April | peak | 0 | 0 | 0 | 0 | 0 | 0 | 0 | 0 | 0 | 0 | 0 | 0 | 0 | 0 | 0 | 0 | 0 | 0 | 0 | 0 | 0 | 0 | 0 | 0
naturalgas-only | May | peak | 0 | 0 | 0 | 0 | 0 | 0 | 0 | 0 | 0 | 0 | 0 | 0 | 0 | 0 | 0 | 0 | 0 | 0 | 0 | 0 | 0 | 0 | 0 | 0
naturalgas-only | June | peak | 0 | 0 | 0 | 0 | 0 | 0 | 0 | 0 | 0 | 0 | 0 | 0 | 0 | 0 | 0 | 0 | 0 | 0 | 0 | 0 | 0 | 0 | 0 | 0
naturalgas-only | July | peak | 0 | 0 | 0 | 0 | 0 | 0 | 0 | 0 | 0 | 0 | 0 | 0 | 0 | 0 | 0 | 0 | 0 | 0 | 0 | 0 | 0 | 0 | 0 | 0
naturalgas-only | August | peak | 0 | 0 | 0 | 0 | 0 | 0 | 0 | 0 | 0 | 0 | 0 | 0 | 0 | 0 | 0 | 0 | 0 | 0 | 0 | 0 | 0 | 0 | 0 | 0
naturalgas-only | September | peak | 0 | 0 | 0 | 0 | 0 | 0 | 0 | 0 | 0 | 0 | 0 | 0 | 0 | 0 | 0 | 0 | 0 | 0 | 0 | 0 | 0 | 0 | 0 | 0
naturalgas-only | October | peak | 0 | 0 | 0 | 0 | 0 | 0 | 0 | 0 | 0 | 0 | 0 | 0 | 0 | 0 | 0 | 0 | 0 | 0 | 0 | 0 | 0 | 0 | 0 | 0
naturalgas-only | November | peak | 0 | 0 | 0 | 0 | 0 | 0 | 0 | 0 | 0 | 0 | 0 | 0 | 0 | 0 | 0 | 0 | 0 | 0 | 0 | 0 | 0 | 0 | 0 | 0
naturalgas-only | December | peak | 0 | 0 | 0 | 0 | 0 | 0 | 0 | 0 | 0 | 0 | 0 | 0 | 0 | 0 | 0 | 0 | 0 | 0 | 0 | 0 | 0 | 0 | 0 | 0
naturalgas-only | January | weekend | 0 | 0 | 0 | 0 | 0 | 0 | 0 | 0 | 0 | 0 | 0 | 0 | 0 | 0 | 0 | 0 | 0 | 0 | 0 | 0 | 0 | 0 | 0 | 0
naturalgas-only | February | weekend | 0 | 0 | 0 | 0 | 0 | 0 | 0 | 0 | 0 | 0 | 0 | 0 | 0 | 0 | 0 | 0 | 0 | 0 | 0 | 0 | 0 | 0 | 0 | 0
naturalgas-only | March | weekend | 0 | 0 | 0 | 0 | 0 | 0 | 0 | 0 | 0 | 0 | 0 | 0 | 0 | 0 | 0 | 0 | 0 | 0 | 0 | 0 | 0 | 0 | 0 | 0
naturalgas-only | April | weekend | 0 | 0 | 0 | 0 | 0 | 0 | 0 | 0 | 0 | 0 | 0 | 0 | 0 | 0 | 0 | 0 | 0 | 0 | 0 | 0 | 0 | 0 | 0 | 0
naturalgas-only | May | weekend | 0 | 0 | 0 | 0 | 0 | 0 | 0 | 0 | 0 | 0 | 0 | 0 | 0 | 0 | 0 | 0 | 0 | 0 | 0 | 0 | 0 | 0 | 0 | 0
naturalgas-only | June | weekend | 0 | 0 | 0 | 0 | 0 | 0 | 0 | 0 | 0 | 0 | 0 | 0 | 0 | 0 | 0 | 0 | 0 | 0 | 0 | 0 | 0 | 0 | 0 | 0
naturalgas-only | July | weekend | 0 | 0 | 0 | 0 | 0 | 0 | 0 | 0 | 0 | 0 | 0 | 0 | 0 | 0 | 0 | 0 | 0 | 0 | 0 | 0 | 0 | 0 | 0 | 0
naturalgas-only | August | weekend | 0 | 0 | 0 | 0 | 0 | 0 | 0 | 0 | 0 | 0 | 0 | 0 | 0 | 0 | 0 | 0 | 0 | 0 | 0 | 0 | 0 | 0 | 0 | 0
naturalgas-only | September | weekend | 0 | 0 | 0 | 0 | 0 | 0 | 0 | 0 | 0 | 0 | 0 | 0 | 0 | 0 | 0 | 0 | 0 | 0 | 0 | 0 | 0 | 0 | 0 | 0
naturalgas-only | October | weekend | 0 | 0 | 0 | 0 | 0 | 0 | 0 | 0 | 0 | 0 | 0 | 0 | 0 | 0 | 0 | 0 | 0 | 0 | 0 | 0 | 0 | 0 | 0 | 0
naturalgas-only | November | weekend | 0 | 0 | 0 | 0 | 0 | 0 | 0 | 0 | 0 | 0 | 0 | 0 | 0 | 0 | 0 | 0 | 0 | 0 | 0 | 0 | 0 | 0 | 0 | 0
naturalgas-only | December | weekend | 0 | 0 | 0 | 0 | 0 | 0 | 0 | 0 | 0 | 0 | 0 | 0 | 0 | 0 | 0 | 0 | 0 | 0 | 0 | 0 | 0 | 0 | 0 | 0

## LoadInput_N8_P
|  |  | 1 | 2 | 3 | 4 | 5 | 6 | 7 | 8 | 9 | 10 | 11 | 12 | 13 | 14 | 15 | 16 | 17 | 18 | 19 | 20 | 21 | 22 | 23 | 24
electricity-only | January | week | 0 | 0 | 0 | 0 | 0 | 0 | 0 | 0 | 0 | 0 | 0 | 0 | 0 | 0 | 0 | 0 | 0 | 0 | 0 | 0 | 0 | 0 | 0 | 0
electricity-only | February | week | 0 | 0 | 0 | 0 | 0 | 0 | 0 | 0 | 0 | 0 | 0 | 0 | 0 | 0 | 0 | 0 | 0 | 0 | 0 | 0 | 0 | 0 | 0 | 0
electricity-only | March | week | 0 | 0 | 0 | 0 | 0 | 0 | 0 | 0 | 0 | 0 | 0 | 0 | 0 | 0 | 0 | 0 | 0 | 0 | 0 | 0 | 0 | 0 | 0 | 0
electricity-only | April | week | 0 | 0 | 0 | 0 | 0 | 0 | 0 | 0 | 0 | 0 | 0 | 0 | 0 | 0 | 0 | 0 | 0 | 0 | 0 | 0 | 0 | 0 | 0 | 0
electricity-only | May | week | 0 | 0 | 0 | 0 | 0 | 0 | 0 | 0 | 0 | 0 | 0 | 0 | 0 | 0 | 0 | 0 | 0 | 0 | 0 | 0 | 0 | 0 | 0 | 0
electricity-only | June | week | 0 | 0 | 0 | 0 | 0 | 0 | 0 | 0 | 0 | 0 | 0 | 0 | 0 | 0 | 0 | 0 | 0 | 0 | 0 | 0 | 0 | 0 | 0 | 0
electricity-only | July | week | 0 | 0 | 0 | 0 | 0 | 0 | 0 | 0 | 0 | 0 | 0 | 0 | 0 | 0 | 0 | 0 | 0 | 0 | 0 | 0 | 0 | 0 | 0 | 0
electricity-only | August | week | 0 | 0 | 0 | 0 | 0 | 0 | 0 | 0 | 0 | 0 | 0 | 0 | 0 | 0 | 0 | 0 | 0 | 0 | 0 | 0 | 0 | 0 | 0 | 0
electricity-only | September | week | 0 | 0 | 0 | 0 | 0 | 0 | 0 | 0 | 0 | 0 | 0 | 0 | 0 | 0 | 0 | 0 | 0 | 0 | 0 | 0 | 0 | 0 | 0 | 0
electricity-only | October | week | 0 | 0 | 0 | 0 | 0 | 0 | 0 | 0 | 0 | 0 | 0 | 0 | 0 | 0 | 0 | 0 | 0 | 0 | 0 | 0 | 0 | 0 | 0 | 0
electricity-only | November | week | 0 | 0 | 0 | 0 | 0 | 0 | 0 | 0 | 0 | 0 | 0 | 0 | 0 | 0 | 0 | 0 | 0 | 0 | 0 | 0 | 0 | 0 | 0 | 0
electricity-only | December | week | 0 | 0 | 0 | 0 | 0 | 0 | 0 | 0 | 0 | 0 | 0 | 0 | 0 | 0 | 0 | 0 | 0 | 0 | 0 | 0 | 0 | 0 | 0 | 0
electricity-only | January | peak | 0 | 0 | 0 | 0 | 0 | 0 | 0 | 0 | 0 | 0 | 0 | 0 | 0 | 0 | 0 | 0 | 0 | 0 | 0 | 0 | 0 | 0 | 0 | 0
electricity-only | February | peak | 0 | 0 | 0 | 0 | 0 | 0 | 0 | 0 | 0 | 0 | 0 | 0 | 0 | 0 | 0 | 0 | 0 | 0 | 0 | 0 | 0 | 0 | 0 | 0
electricity-only | March | peak | 0 | 0 | 0 | 0 | 0 | 0 | 0 | 0 | 0 | 0 | 0 | 0 | 0 | 0 | 0 | 0 | 0 | 0 | 0 | 0 | 0 | 0 | 0 | 0
electricity-only | April | peak | 0 | 0 | 0 | 0 | 0 | 0 | 0 | 0 | 0 | 0 | 0 | 0 | 0 | 0 | 0 | 0 | 0 | 0 | 0 | 0 | 0 | 0 | 0 | 0
electricity-only | May | peak | 0 | 0 | 0 | 0 | 0 | 0 | 0 | 0 | 0 | 0 | 0 | 0 | 0 | 0 | 0 | 0 | 0 | 0 | 0 | 0 | 0 | 0 | 0 | 0
electricity-only | June | peak | 0 | 0 | 0 | 0 | 0 | 0 | 0 | 0 | 0 | 0 | 0 | 0 | 0 | 0 | 0 | 0 | 0 | 0 | 0 | 0 | 0 | 0 | 0 | 0
electricity-only | July | peak | 0 | 0 | 0 | 0 | 0 | 0 | 0 | 0 | 0 | 0 | 0 | 0 | 0 | 0 | 0 | 0 | 0 | 0 | 0 | 0 | 0 | 0 | 0 | 0
electricity-only | August | peak | 0 | 0 | 0 | 0 | 0 | 0 | 0 | 0 | 0 | 0 | 0 | 0 | 0 | 0 | 0 | 0 | 0 | 0 | 0 | 0 | 0 | 0 | 0 | 0
electricity-only | September | peak | 0 | 0 | 0 | 0 | 0 | 0 | 0 | 0 | 0 | 0 | 0 | 0 | 0 | 0 | 0 | 0 | 0 | 0 | 0 | 0 | 0 | 0 | 0 | 0
electricity-only | October | peak | 0 | 0 | 0 | 0 | 0 | 0 | 0 | 0 | 0 | 0 | 0 | 0 | 0 | 0 | 0 | 0 | 0 | 0 | 0 | 0 | 0 | 0 | 0 | 0
electricity-only | November | peak | 0 | 0 | 0 | 0 | 0 | 0 | 0 | 0 | 0 | 0 | 0 | 0 | 0 | 0 | 0 | 0 | 0 | 0 | 0 | 0 | 0 | 0 | 0 | 0
electricity-only | December | peak | 0 | 0 | 0 | 0 | 0 | 0 | 0 | 0 | 0 | 0 | 0 | 0 | 0 | 0 | 0 | 0 | 0 | 0 | 0 | 0 | 0 | 0 | 0 | 0
electricity-only | January | weekend | 0 | 0 | 0 | 0 | 0 | 0 | 0 | 0 | 0 | 0 | 0 | 0 | 0 | 0 | 0 | 0 | 0 | 0 | 0 | 0 | 0 | 0 | 0 | 0
electricity-only | February | weekend | 0 | 0 | 0 | 0 | 0 | 0 | 0 | 0 | 0 | 0 | 0 | 0 | 0 | 0 | 0 | 0 | 0 | 0 | 0 | 0 | 0 | 0 | 0 | 0
electricity-only | March | weekend | 0 | 0 | 0 | 0 | 0 | 0 | 0 | 0 | 0 | 0 | 0 | 0 | 0 | 0 | 0 | 0 | 0 | 0 | 0 | 0 | 0 | 0 | 0 | 0
electricity-only | April | weekend | 0 | 0 | 0 | 0 | 0 | 0 | 0 | 0 | 0 | 0 | 0 | 0 | 0 | 0 | 0 | 0 | 0 | 0 | 0 | 0 | 0 | 0 | 0 | 0
electricity-only | May | weekend | 0 | 0 | 0 | 0 | 0 | 0 | 0 | 0 | 0 | 0 | 0 | 0 | 0 | 0 | 0 | 0 | 0 | 0 | 0 | 0 | 0 | 0 | 0 | 0
electricity-only | June | weekend | 0 | 0 | 0 | 0 | 0 | 0 | 0 | 0 | 0 | 0 | 0 | 0 | 0 | 0 | 0 | 0 | 0 | 0 | 0 | 0 | 0 | 0 | 0 | 0
electricity-only | July | weekend | 0 | 0 | 0 | 0 | 0 | 0 | 0 | 0 | 0 | 0 | 0 | 0 | 0 | 0 | 0 | 0 | 0 | 0 | 0 | 0 | 0 | 0 | 0 | 0
electricity-only | August | weekend | 0 | 0 | 0 | 0 | 0 | 0 | 0 | 0 | 0 | 0 | 0 | 0 | 0 | 0 | 0 | 0 | 0 | 0 | 0 | 0 | 0 | 0 | 0 | 0
electricity-only | September | weekend | 0 | 0 | 0 | 0 | 0 | 0 | 0 | 0 | 0 | 0 | 0 | 0 | 0 | 0 | 0 | 0 | 0 | 0 | 0 | 0 | 0 | 0 | 0 | 0
electricity-only | October | weekend | 0 | 0 | 0 | 0 | 0 | 0 | 0 | 0 | 0 | 0 | 0 | 0 | 0 | 0 | 0 | 0 | 0 | 0 | 0 | 0 | 0 | 0 | 0 | 0
electricity-only | November | weekend | 0 | 0 | 0 | 0 | 0 | 0 | 0 | 0 | 0 | 0 | 0 | 0 | 0 | 0 | 0 | 0 | 0 | 0 | 0 | 0 | 0 | 0 | 0 | 0
electricity-only | December | weekend | 0 | 0 | 0 | 0 | 0 | 0 | 0 | 0 | 0 | 0 | 0 | 0 | 0 | 0 | 0 | 0 | 0 | 0 | 0 | 0 | 0 | 0 | 0 | 0
cooling | January | week | 0 | 0 | 0 | 0 | 0 | 0 | 0 | 0 | 0 | 0 | 0 | 0 | 0 | 0 | 0 | 0 | 0 | 0 | 0 | 0 | 0 | 0 | 0 | 0
cooling | February | week | 0 | 0 | 0 | 0 | 0 | 0 | 0 | 0 | 0 | 0 | 0 | 0 | 0 | 0 | 0 | 0 | 0 | 0 | 0 | 0 | 0 | 0 | 0 | 0
cooling | March | week | 0 | 0 | 0 | 0 | 0 | 0 | 0 | 0 | 0 | 0 | 0 | 0 | 0 | 0 | 0 | 0 | 0 | 0 | 0 | 0 | 0 | 0 | 0 | 0
cooling | April | week | 0 | 0 | 0 | 0 | 0 | 0 | 0 | 0 | 0 | 0 | 0 | 0 | 0 | 0 | 0 | 0 | 0 | 0 | 0 | 0 | 0 | 0 | 0 | 0
cooling | May | week | 0 | 0 | 0 | 0 | 0 | 0 | 0 | 0 | 0 | 0 | 0 | 0 | 0 | 0 | 0 | 0 | 0 | 0 | 0 | 0 | 0 | 0 | 0 | 0
cooling | June | week | 0 | 0 | 0 | 0 | 0 | 0 | 0 | 0 | 0 | 0 | 0 | 0 | 0 | 0 | 0 | 0 | 0 | 0 | 0 | 0 | 0 | 0 | 0 | 0
cooling | July | week | 0 | 0 | 0 | 0 | 0 | 0 | 0 | 0 | 0 | 0 | 0 | 0 | 0 | 0 | 0 | 0 | 0 | 0 | 0 | 0 | 0 | 0 | 0 | 0
cooling | August | week | 0 | 0 | 0 | 0 | 0 | 0 | 0 | 0 | 0 | 0 | 0 | 0 | 0 | 0 | 0 | 0 | 0 | 0 | 0 | 0 | 0 | 0 | 0 | 0
cooling | September | week | 0 | 0 | 0 | 0 | 0 | 0 | 0 | 0 | 0 | 0 | 0 | 0 | 0 | 0 | 0 | 0 | 0 | 0 | 0 | 0 | 0 | 0 | 0 | 0
cooling | October | week | 0 | 0 | 0 | 0 | 0 | 0 | 0 | 0 | 0 | 0 | 0 | 0 | 0 | 0 | 0 | 0 | 0 | 0 | 0 | 0 | 0 | 0 | 0 | 0
cooling | November | week | 0 | 0 | 0 | 0 | 0 | 0 | 0 | 0 | 0 | 0 | 0 | 0 | 0 | 0 | 0 | 0 | 0 | 0 | 0 | 0 | 0 | 0 | 0 | 0
cooling | December | week | 0 | 0 | 0 | 0 | 0 | 0 | 0 | 0 | 0 | 0 | 0 | 0 | 0 | 0 | 0 | 0 | 0 | 0 | 0 | 0 | 0 | 0 | 0 | 0
cooling | January | peak | 0 | 0 | 0 | 0 | 0 | 0 | 0 | 0 | 0 | 0 | 0 | 0 | 0 | 0 | 0 | 0 | 0 | 0 | 0 | 0 | 0 | 0 | 0 | 0
cooling | February | peak | 0 | 0 | 0 | 0 | 0 | 0 | 0 | 0 | 0 | 0 | 0 | 0 | 0 | 0 | 0 | 0 | 0 | 0 | 0 | 0 | 0 | 0 | 0 | 0
cooling | March | peak | 0 | 0 | 0 | 0 | 0 | 0 | 0 | 0 | 0 | 0 | 0 | 0 | 0 | 0 | 0 | 0 | 0 | 0 | 0 | 0 | 0 | 0 | 0 | 0
cooling | April | peak | 0 | 0 | 0 | 0 | 0 | 0 | 0 | 0 | 0 | 0 | 0 | 0 | 0 | 0 | 0 | 0 | 0 | 0 | 0 | 0 | 0 | 0 | 0 | 0
cooling | May | peak | 0 | 0 | 0 | 0 | 0 | 0 | 0 | 0 | 0 | 0 | 0 | 0 | 0 | 0 | 0 | 0 | 0 | 0 | 0 | 0 | 0 | 0 | 0 | 0
cooling | June | peak | 0 | 0 | 0 | 0 | 0 | 0 | 0 | 0 | 0 | 0 | 0 | 0 | 0 | 0 | 0 | 0 | 0 | 0 | 0 | 0 | 0 | 0 | 0 | 0
cooling | July | peak | 0 | 0 | 0 | 0 | 0 | 0 | 0 | 0 | 0 | 0 | 0 | 0 | 0 | 0 | 0 | 0 | 0 | 0 | 0 | 0 | 0 | 0 | 0 | 0
cooling | August | peak | 0 | 0 | 0 | 0 | 0 | 0 | 0 | 0 | 0 | 0 | 0 | 0 | 0 | 0 | 0 | 0 | 0 | 0 | 0 | 0 | 0 | 0 | 0 | 0
cooling | September | peak | 0 | 0 | 0 | 0 | 0 | 0 | 0 | 0 | 0 | 0 | 0 | 0 | 0 | 0 | 0 | 0 | 0 | 0 | 0 | 0 | 0 | 0 | 0 | 0
cooling | October | peak | 0 | 0 | 0 | 0 | 0 | 0 | 0 | 0 | 0 | 0 | 0 | 0 | 0 | 0 | 0 | 0 | 0 | 0 | 0 | 0 | 0 | 0 | 0 | 0
cooling | November | peak | 0 | 0 | 0 | 0 | 0 | 0 | 0 | 0 | 0 | 0 | 0 | 0 | 0 | 0 | 0 | 0 | 0 | 0 | 0 | 0 | 0 | 0 | 0 | 0
cooling | December | peak | 0 | 0 | 0 | 0 | 0 | 0 | 0 | 0 | 0 | 0 | 0 | 0 | 0 | 0 | 0 | 0 | 0 | 0 | 0 | 0 | 0 | 0 | 0 | 0
cooling | January | weekend | 0 | 0 | 0 | 0 | 0 | 0 | 0 | 0 | 0 | 0 | 0 | 0 | 0 | 0 | 0 | 0 | 0 | 0 | 0 | 0 | 0 | 0 | 0 | 0
cooling | February | weekend | 0 | 0 | 0 | 0 | 0 | 0 | 0 | 0 | 0 | 0 | 0 | 0 | 0 | 0 | 0 | 0 | 0 | 0 | 0 | 0 | 0 | 0 | 0 | 0
cooling | March | weekend | 0 | 0 | 0 | 0 | 0 | 0 | 0 | 0 | 0 | 0 | 0 | 0 | 0 | 0 | 0 | 0 | 0 | 0 | 0 | 0 | 0 | 0 | 0 | 0
cooling | April | weekend | 0 | 0 | 0 | 0 | 0 | 0 | 0 | 0 | 0 | 0 | 0 | 0 | 0 | 0 | 0 | 0 | 0 | 0 | 0 | 0 | 0 | 0 | 0 | 0
cooling | May | weekend | 0 | 0 | 0 | 0 | 0 | 0 | 0 | 0 | 0 | 0 | 0 | 0 | 0 | 0 | 0 | 0 | 0 | 0 | 0 | 0 | 0 | 0 | 0 | 0
cooling | June | weekend | 0 | 0 | 0 | 0 | 0 | 0 | 0 | 0 | 0 | 0 | 0 | 0 | 0 | 0 | 0 | 0 | 0 | 0 | 0 | 0 | 0 | 0 | 0 | 0
cooling | July | weekend | 0 | 0 | 0 | 0 | 0 | 0 | 0 | 0 | 0 | 0 | 0 | 0 | 0 | 0 | 0 | 0 | 0 | 0 | 0 | 0 | 0 | 0 | 0 | 0
cooling | August | weekend | 0 | 0 | 0 | 0 | 0 | 0 | 0 | 0 | 0 | 0 | 0 | 0 | 0 | 0 | 0 | 0 | 0 | 0 | 0 | 0 | 0 | 0 | 0 | 0
cooling | September | weekend | 0 | 0 | 0 | 0 | 0 | 0 | 0 | 0 | 0 | 0 | 0 | 0 | 0 | 0 | 0 | 0 | 0 | 0 | 0 | 0 | 0 | 0 | 0 | 0
cooling | October | weekend | 0 | 0 | 0 | 0 | 0 | 0 | 0 | 0 | 0 | 0 | 0 | 0 | 0 | 0 | 0 | 0 | 0 | 0 | 0 | 0 | 0 | 0 | 0 | 0
cooling | November | weekend | 0 | 0 | 0 | 0 | 0 | 0 | 0 | 0 | 0 | 0 | 0 | 0 | 0 | 0 | 0 | 0 | 0 | 0 | 0 | 0 | 0 | 0 | 0 | 0
cooling | December | weekend | 0 | 0 | 0 | 0 | 0 | 0 | 0 | 0 | 0 | 0 | 0 | 0 | 0 | 0 | 0 | 0 | 0 | 0 | 0 | 0 | 0 | 0 | 0 | 0
refrigeration | January | week | 0 | 0 | 0 | 0 | 0 | 0 | 0 | 0 | 0 | 0 | 0 | 0 | 0 | 0 | 0 | 0 | 0 | 0 | 0 | 0 | 0 | 0 | 0 | 0
refrigeration | February | week | 0 | 0 | 0 | 0 | 0 | 0 | 0 | 0 | 0 | 0 | 0 | 0 | 0 | 0 | 0 | 0 | 0 | 0 | 0 | 0 | 0 | 0 | 0 | 0
refrigeration | March | week | 0 | 0 | 0 | 0 | 0 | 0 | 0 | 0 | 0 | 0 | 0 | 0 | 0 | 0 | 0 | 0 | 0 | 0 | 0 | 0 | 0 | 0 | 0 | 0
refrigeration | April | week | 0 | 0 | 0 | 0 | 0 | 0 | 0 | 0 | 0 | 0 | 0 | 0 | 0 | 0 | 0 | 0 | 0 | 0 | 0 | 0 | 0 | 0 | 0 | 0
refrigeration | May | week | 0 | 0 | 0 | 0 | 0 | 0 | 0 | 0 | 0 | 0 | 0 | 0 | 0 | 0 | 0 | 0 | 0 | 0 | 0 | 0 | 0 | 0 | 0 | 0
refrigeration | June | week | 0 | 0 | 0 | 0 | 0 | 0 | 0 | 0 | 0 | 0 | 0 | 0 | 0 | 0 | 0 | 0 | 0 | 0 | 0 | 0 | 0 | 0 | 0 | 0
refrigeration | July | week | 0 | 0 | 0 | 0 | 0 | 0 | 0 | 0 | 0 | 0 | 0 | 0 | 0 | 0 | 0 | 0 | 0 | 0 | 0 | 0 | 0 | 0 | 0 | 0
refrigeration | August | week | 0 | 0 | 0 | 0 | 0 | 0 | 0 | 0 | 0 | 0 | 0 | 0 | 0 | 0 | 0 | 0 | 0 | 0 | 0 | 0 | 0 | 0 | 0 | 0
refrigeration | September | week | 0 | 0 | 0 | 0 | 0 | 0 | 0 | 0 | 0 | 0 | 0 | 0 | 0 | 0 | 0 | 0 | 0 | 0 | 0 | 0 | 0 | 0 | 0 | 0
refrigeration | October | week | 0 | 0 | 0 | 0 | 0 | 0 | 0 | 0 | 0 | 0 | 0 | 0 | 0 | 0 | 0 | 0 | 0 | 0 | 0 | 0 | 0 | 0 | 0 | 0
refrigeration | November | week | 0 | 0 | 0 | 0 | 0 | 0 | 0 | 0 | 0 | 0 | 0 | 0 | 0 | 0 | 0 | 0 | 0 | 0 | 0 | 0 | 0 | 0 | 0 | 0
refrigeration | December | week | 0 | 0 | 0 | 0 | 0 | 0 | 0 | 0 | 0 | 0 | 0 | 0 | 0 | 0 | 0 | 0 | 0 | 0 | 0 | 0 | 0 | 0 | 0 | 0
refrigeration | January | peak | 0 | 0 | 0 | 0 | 0 | 0 | 0 | 0 | 0 | 0 | 0 | 0 | 0 | 0 | 0 | 0 | 0 | 0 | 0 | 0 | 0 | 0 | 0 | 0
refrigeration | February | peak | 0 | 0 | 0 | 0 | 0 | 0 | 0 | 0 | 0 | 0 | 0 | 0 | 0 | 0 | 0 | 0 | 0 | 0 | 0 | 0 | 0 | 0 | 0 | 0
refrigeration | March | peak | 0 | 0 | 0 | 0 | 0 | 0 | 0 | 0 | 0 | 0 | 0 | 0 | 0 | 0 | 0 | 0 | 0 | 0 | 0 | 0 | 0 | 0 | 0 | 0
refrigeration | April | peak | 0 | 0 | 0 | 0 | 0 | 0 | 0 | 0 | 0 | 0 | 0 | 0 | 0 | 0 | 0 | 0 | 0 | 0 | 0 | 0 | 0 | 0 | 0 | 0
refrigeration | May | peak | 0 | 0 | 0 | 0 | 0 | 0 | 0 | 0 | 0 | 0 | 0 | 0 | 0 | 0 | 0 | 0 | 0 | 0 | 0 | 0 | 0 | 0 | 0 | 0
refrigeration | June | peak | 0 | 0 | 0 | 0 | 0 | 0 | 0 | 0 | 0 | 0 | 0 | 0 | 0 | 0 | 0 | 0 | 0 | 0 | 0 | 0 | 0 | 0 | 0 | 0
refrigeration | July | peak | 0 | 0 | 0 | 0 | 0 | 0 | 0 | 0 | 0 | 0 | 0 | 0 | 0 | 0 | 0 | 0 | 0 | 0 | 0 | 0 | 0 | 0 | 0 | 0
refrigeration | August | peak | 0 | 0 | 0 | 0 | 0 | 0 | 0 | 0 | 0 | 0 | 0 | 0 | 0 | 0 | 0 | 0 | 0 | 0 | 0 | 0 | 0 | 0 | 0 | 0
refrigeration | September | peak | 0 | 0 | 0 | 0 | 0 | 0 | 0 | 0 | 0 | 0 | 0 | 0 | 0 | 0 | 0 | 0 | 0 | 0 | 0 | 0 | 0 | 0 | 0 | 0
refrigeration | October | peak | 0 | 0 | 0 | 0 | 0 | 0 | 0 | 0 | 0 | 0 | 0 | 0 | 0 | 0 | 0 | 0 | 0 | 0 | 0 | 0 | 0 | 0 | 0 | 0
refrigeration | November | peak | 0 | 0 | 0 | 0 | 0 | 0 | 0 | 0 | 0 | 0 | 0 | 0 | 0 | 0 | 0 | 0 | 0 | 0 | 0 | 0 | 0 | 0 | 0 | 0
refrigeration | December | peak | 0 | 0 | 0 | 0 | 0 | 0 | 0 | 0 | 0 | 0 | 0 | 0 | 0 | 0 | 0 | 0 | 0 | 0 | 0 | 0 | 0 | 0 | 0 | 0
refrigeration | January | weekend | 0 | 0 | 0 | 0 | 0 | 0 | 0 | 0 | 0 | 0 | 0 | 0 | 0 | 0 | 0 | 0 | 0 | 0 | 0 | 0 | 0 | 0 | 0 | 0
refrigeration | February | weekend | 0 | 0 | 0 | 0 | 0 | 0 | 0 | 0 | 0 | 0 | 0 | 0 | 0 | 0 | 0 | 0 | 0 | 0 | 0 | 0 | 0 | 0 | 0 | 0
refrigeration | March | weekend | 0 | 0 | 0 | 0 | 0 | 0 | 0 | 0 | 0 | 0 | 0 | 0 | 0 | 0 | 0 | 0 | 0 | 0 | 0 | 0 | 0 | 0 | 0 | 0
refrigeration | April | weekend | 0 | 0 | 0 | 0 | 0 | 0 | 0 | 0 | 0 | 0 | 0 | 0 | 0 | 0 | 0 | 0 | 0 | 0 | 0 | 0 | 0 | 0 | 0 | 0
refrigeration | May | weekend | 0 | 0 | 0 | 0 | 0 | 0 | 0 | 0 | 0 | 0 | 0 | 0 | 0 | 0 | 0 | 0 | 0 | 0 | 0 | 0 | 0 | 0 | 0 | 0
refrigeration | June | weekend | 0 | 0 | 0 | 0 | 0 | 0 | 0 | 0 | 0 | 0 | 0 | 0 | 0 | 0 | 0 | 0 | 0 | 0 | 0 | 0 | 0 | 0 | 0 | 0
refrigeration | July | weekend | 0 | 0 | 0 | 0 | 0 | 0 | 0 | 0 | 0 | 0 | 0 | 0 | 0 | 0 | 0 | 0 | 0 | 0 | 0 | 0 | 0 | 0 | 0 | 0
refrigeration | August | weekend | 0 | 0 | 0 | 0 | 0 | 0 | 0 | 0 | 0 | 0 | 0 | 0 | 0 | 0 | 0 | 0 | 0 | 0 | 0 | 0 | 0 | 0 | 0 | 0
refrigeration | September | weekend | 0 | 0 | 0 | 0 | 0 | 0 | 0 | 0 | 0 | 0 | 0 | 0 | 0 | 0 | 0 | 0 | 0 | 0 | 0 | 0 | 0 | 0 | 0 | 0
refrigeration | October | weekend | 0 | 0 | 0 | 0 | 0 | 0 | 0 | 0 | 0 | 0 | 0 | 0 | 0 | 0 | 0 | 0 | 0 | 0 | 0 | 0 | 0 | 0 | 0 | 0
refrigeration | November | weekend | 0 | 0 | 0 | 0 | 0 | 0 | 0 | 0 | 0 | 0 | 0 | 0 | 0 | 0 | 0 | 0 | 0 | 0 | 0 | 0 | 0 | 0 | 0 | 0
refrigeration | December | weekend | 0 | 0 | 0 | 0 | 0 | 0 | 0 | 0 | 0 | 0 | 0 | 0 | 0 | 0 | 0 | 0 | 0 | 0 | 0 | 0 | 0 | 0 | 0 | 0
space-heating | January | week | 0 | 0 | 0 | 0 | 0 | 0 | 0 | 0 | 0 | 0 | 0 | 0 | 0 | 0 | 0 | 0 | 0 | 0 | 0 | 0 | 0 | 0 | 0 | 0
space-heating | February | week | 0 | 0 | 0 | 0 | 0 | 0 | 0 | 0 | 0 | 0 | 0 | 0 | 0 | 0 | 0 | 0 | 0 | 0 | 0 | 0 | 0 | 0 | 0 | 0
space-heating | March | week | 0 | 0 | 0 | 0 | 0 | 0 | 0 | 0 | 0 | 0 | 0 | 0 | 0 | 0 | 0 | 0 | 0 | 0 | 0 | 0 | 0 | 0 | 0 | 0
space-heating | April | week | 0 | 0 | 0 | 0 | 0 | 0 | 0 | 0 | 0 | 0 | 0 | 0 | 0 | 0 | 0 | 0 | 0 | 0 | 0 | 0 | 0 | 0 | 0 | 0
space-heating | May | week | 0 | 0 | 0 | 0 | 0 | 0 | 0 | 0 | 0 | 0 | 0 | 0 | 0 | 0 | 0 | 0 | 0 | 0 | 0 | 0 | 0 | 0 | 0 | 0
space-heating | June | week | 0 | 0 | 0 | 0 | 0 | 0 | 0 | 0 | 0 | 0 | 0 | 0 | 0 | 0 | 0 | 0 | 0 | 0 | 0 | 0 | 0 | 0 | 0 | 0
space-heating | July | week | 0 | 0 | 0 | 0 | 0 | 0 | 0 | 0 | 0 | 0 | 0 | 0 | 0 | 0 | 0 | 0 | 0 | 0 | 0 | 0 | 0 | 0 | 0 | 0
space-heating | August | week | 0 | 0 | 0 | 0 | 0 | 0 | 0 | 0 | 0 | 0 | 0 | 0 | 0 | 0 | 0 | 0 | 0 | 0 | 0 | 0 | 0 | 0 | 0 | 0
space-heating | September | week | 0 | 0 | 0 | 0 | 0 | 0 | 0 | 0 | 0 | 0 | 0 | 0 | 0 | 0 | 0 | 0 | 0 | 0 | 0 | 0 | 0 | 0 | 0 | 0
space-heating | October | week | 0 | 0 | 0 | 0 | 0 | 0 | 0 | 0 | 0 | 0 | 0 | 0 | 0 | 0 | 0 | 0 | 0 | 0 | 0 | 0 | 0 | 0 | 0 | 0
space-heating | November | week | 0 | 0 | 0 | 0 | 0 | 0 | 0 | 0 | 0 | 0 | 0 | 0 | 0 | 0 | 0 | 0 | 0 | 0 | 0 | 0 | 0 | 0 | 0 | 0
space-heating | December | week | 0 | 0 | 0 | 0 | 0 | 0 | 0 | 0 | 0 | 0 | 0 | 0 | 0 | 0 | 0 | 0 | 0 | 0 | 0 | 0 | 0 | 0 | 0 | 0
space-heating | January | peak | 0 | 0 | 0 | 0 | 0 | 0 | 0 | 0 | 0 | 0 | 0 | 0 | 0 | 0 | 0 | 0 | 0 | 0 | 0 | 0 | 0 | 0 | 0 | 0
space-heating | February | peak | 0 | 0 | 0 | 0 | 0 | 0 | 0 | 0 | 0 | 0 | 0 | 0 | 0 | 0 | 0 | 0 | 0 | 0 | 0 | 0 | 0 | 0 | 0 | 0
space-heating | March | peak | 0 | 0 | 0 | 0 | 0 | 0 | 0 | 0 | 0 | 0 | 0 | 0 | 0 | 0 | 0 | 0 | 0 | 0 | 0 | 0 | 0 | 0 | 0 | 0
space-heating | April | peak | 0 | 0 | 0 | 0 | 0 | 0 | 0 | 0 | 0 | 0 | 0 | 0 | 0 | 0 | 0 | 0 | 0 | 0 | 0 | 0 | 0 | 0 | 0 | 0
space-heating | May | peak | 0 | 0 | 0 | 0 | 0 | 0 | 0 | 0 | 0 | 0 | 0 | 0 | 0 | 0 | 0 | 0 | 0 | 0 | 0 | 0 | 0 | 0 | 0 | 0
space-heating | June | peak | 0 | 0 | 0 | 0 | 0 | 0 | 0 | 0 | 0 | 0 | 0 | 0 | 0 | 0 | 0 | 0 | 0 | 0 | 0 | 0 | 0 | 0 | 0 | 0
space-heating | July | peak | 0 | 0 | 0 | 0 | 0 | 0 | 0 | 0 | 0 | 0 | 0 | 0 | 0 | 0 | 0 | 0 | 0 | 0 | 0 | 0 | 0 | 0 | 0 | 0
space-heating | August | peak | 0 | 0 | 0 | 0 | 0 | 0 | 0 | 0 | 0 | 0 | 0 | 0 | 0 | 0 | 0 | 0 | 0 | 0 | 0 | 0 | 0 | 0 | 0 | 0
space-heating | September | peak | 0 | 0 | 0 | 0 | 0 | 0 | 0 | 0 | 0 | 0 | 0 | 0 | 0 | 0 | 0 | 0 | 0 | 0 | 0 | 0 | 0 | 0 | 0 | 0
space-heating | October | peak | 0 | 0 | 0 | 0 | 0 | 0 | 0 | 0 | 0 | 0 | 0 | 0 | 0 | 0 | 0 | 0 | 0 | 0 | 0 | 0 | 0 | 0 | 0 | 0
space-heating | November | peak | 0 | 0 | 0 | 0 | 0 | 0 | 0 | 0 | 0 | 0 | 0 | 0 | 0 | 0 | 0 | 0 | 0 | 0 | 0 | 0 | 0 | 0 | 0 | 0
space-heating | December | peak | 0 | 0 | 0 | 0 | 0 | 0 | 0 | 0 | 0 | 0 | 0 | 0 | 0 | 0 | 0 | 0 | 0 | 0 | 0 | 0 | 0 | 0 | 0 | 0
space-heating | January | weekend | 0 | 0 | 0 | 0 | 0 | 0 | 0 | 0 | 0 | 0 | 0 | 0 | 0 | 0 | 0 | 0 | 0 | 0 | 0 | 0 | 0 | 0 | 0 | 0
space-heating | February | weekend | 0 | 0 | 0 | 0 | 0 | 0 | 0 | 0 | 0 | 0 | 0 | 0 | 0 | 0 | 0 | 0 | 0 | 0 | 0 | 0 | 0 | 0 | 0 | 0
space-heating | March | weekend | 0 | 0 | 0 | 0 | 0 | 0 | 0 | 0 | 0 | 0 | 0 | 0 | 0 | 0 | 0 | 0 | 0 | 0 | 0 | 0 | 0 | 0 | 0 | 0
space-heating | April | weekend | 0 | 0 | 0 | 0 | 0 | 0 | 0 | 0 | 0 | 0 | 0 | 0 | 0 | 0 | 0 | 0 | 0 | 0 | 0 | 0 | 0 | 0 | 0 | 0
space-heating | May | weekend | 0 | 0 | 0 | 0 | 0 | 0 | 0 | 0 | 0 | 0 | 0 | 0 | 0 | 0 | 0 | 0 | 0 | 0 | 0 | 0 | 0 | 0 | 0 | 0
space-heating | June | weekend | 0 | 0 | 0 | 0 | 0 | 0 | 0 | 0 | 0 | 0 | 0 | 0 | 0 | 0 | 0 | 0 | 0 | 0 | 0 | 0 | 0 | 0 | 0 | 0
space-heating | July | weekend | 0 | 0 | 0 | 0 | 0 | 0 | 0 | 0 | 0 | 0 | 0 | 0 | 0 | 0 | 0 | 0 | 0 | 0 | 0 | 0 | 0 | 0 | 0 | 0
space-heating | August | weekend | 0 | 0 | 0 | 0 | 0 | 0 | 0 | 0 | 0 | 0 | 0 | 0 | 0 | 0 | 0 | 0 | 0 | 0 | 0 | 0 | 0 | 0 | 0 | 0
space-heating | September | weekend | 0 | 0 | 0 | 0 | 0 | 0 | 0 | 0 | 0 | 0 | 0 | 0 | 0 | 0 | 0 | 0 | 0 | 0 | 0 | 0 | 0 | 0 | 0 | 0
space-heating | October | weekend | 0 | 0 | 0 | 0 | 0 | 0 | 0 | 0 | 0 | 0 | 0 | 0 | 0 | 0 | 0 | 0 | 0 | 0 | 0 | 0 | 0 | 0 | 0 | 0
space-heating | November | weekend | 0 | 0 | 0 | 0 | 0 | 0 | 0 | 0 | 0 | 0 | 0 | 0 | 0 | 0 | 0 | 0 | 0 | 0 | 0 | 0 | 0 | 0 | 0 | 0
space-heating | December | weekend | 0 | 0 | 0 | 0 | 0 | 0 | 0 | 0 | 0 | 0 | 0 | 0 | 0 | 0 | 0 | 0 | 0 | 0 | 0 | 0 | 0 | 0 | 0 | 0
water-heating | January | week | 0 | 0 | 0 | 0 | 0 | 0 | 0 | 0 | 0 | 0 | 0 | 0 | 0 | 0 | 0 | 0 | 0 | 0 | 0 | 0 | 0 | 0 | 0 | 0
water-heating | February | week | 0 | 0 | 0 | 0 | 0 | 0 | 0 | 0 | 0 | 0 | 0 | 0 | 0 | 0 | 0 | 0 | 0 | 0 | 0 | 0 | 0 | 0 | 0 | 0
water-heating | March | week | 0 | 0 | 0 | 0 | 0 | 0 | 0 | 0 | 0 | 0 | 0 | 0 | 0 | 0 | 0 | 0 | 0 | 0 | 0 | 0 | 0 | 0 | 0 | 0
water-heating | April | week | 0 | 0 | 0 | 0 | 0 | 0 | 0 | 0 | 0 | 0 | 0 | 0 | 0 | 0 | 0 | 0 | 0 | 0 | 0 | 0 | 0 | 0 | 0 | 0
water-heating | May | week | 0 | 0 | 0 | 0 | 0 | 0 | 0 | 0 | 0 | 0 | 0 | 0 | 0 | 0 | 0 | 0 | 0 | 0 | 0 | 0 | 0 | 0 | 0 | 0
water-heating | June | week | 0 | 0 | 0 | 0 | 0 | 0 | 0 | 0 | 0 | 0 | 0 | 0 | 0 | 0 | 0 | 0 | 0 | 0 | 0 | 0 | 0 | 0 | 0 | 0
water-heating | July | week | 0 | 0 | 0 | 0 | 0 | 0 | 0 | 0 | 0 | 0 | 0 | 0 | 0 | 0 | 0 | 0 | 0 | 0 | 0 | 0 | 0 | 0 | 0 | 0
water-heating | August | week | 0 | 0 | 0 | 0 | 0 | 0 | 0 | 0 | 0 | 0 | 0 | 0 | 0 | 0 | 0 | 0 | 0 | 0 | 0 | 0 | 0 | 0 | 0 | 0
water-heating | September | week | 0 | 0 | 0 | 0 | 0 | 0 | 0 | 0 | 0 | 0 | 0 | 0 | 0 | 0 | 0 | 0 | 0 | 0 | 0 | 0 | 0 | 0 | 0 | 0
water-heating | October | week | 0 | 0 | 0 | 0 | 0 | 0 | 0 | 0 | 0 | 0 | 0 | 0 | 0 | 0 | 0 | 0 | 0 | 0 | 0 | 0 | 0 | 0 | 0 | 0
water-heating | November | week | 0 | 0 | 0 | 0 | 0 | 0 | 0 | 0 | 0 | 0 | 0 | 0 | 0 | 0 | 0 | 0 | 0 | 0 | 0 | 0 | 0 | 0 | 0 | 0
water-heating | December | week | 0 | 0 | 0 | 0 | 0 | 0 | 0 | 0 | 0 | 0 | 0 | 0 | 0 | 0 | 0 | 0 | 0 | 0 | 0 | 0 | 0 | 0 | 0 | 0
water-heating | January | peak | 0 | 0 | 0 | 0 | 0 | 0 | 0 | 0 | 0 | 0 | 0 | 0 | 0 | 0 | 0 | 0 | 0 | 0 | 0 | 0 | 0 | 0 | 0 | 0
water-heating | February | peak | 0 | 0 | 0 | 0 | 0 | 0 | 0 | 0 | 0 | 0 | 0 | 0 | 0 | 0 | 0 | 0 | 0 | 0 | 0 | 0 | 0 | 0 | 0 | 0
water-heating | March | peak | 0 | 0 | 0 | 0 | 0 | 0 | 0 | 0 | 0 | 0 | 0 | 0 | 0 | 0 | 0 | 0 | 0 | 0 | 0 | 0 | 0 | 0 | 0 | 0
water-heating | April | peak | 0 | 0 | 0 | 0 | 0 | 0 | 0 | 0 | 0 | 0 | 0 | 0 | 0 | 0 | 0 | 0 | 0 | 0 | 0 | 0 | 0 | 0 | 0 | 0
water-heating | May | peak | 0 | 0 | 0 | 0 | 0 | 0 | 0 | 0 | 0 | 0 | 0 | 0 | 0 | 0 | 0 | 0 | 0 | 0 | 0 | 0 | 0 | 0 | 0 | 0
water-heating | June | peak | 0 | 0 | 0 | 0 | 0 | 0 | 0 | 0 | 0 | 0 | 0 | 0 | 0 | 0 | 0 | 0 | 0 | 0 | 0 | 0 | 0 | 0 | 0 | 0
water-heating | July | peak | 0 | 0 | 0 | 0 | 0 | 0 | 0 | 0 | 0 | 0 | 0 | 0 | 0 | 0 | 0 | 0 | 0 | 0 | 0 | 0 | 0 | 0 | 0 | 0
water-heating | August | peak | 0 | 0 | 0 | 0 | 0 | 0 | 0 | 0 | 0 | 0 | 0 | 0 | 0 | 0 | 0 | 0 | 0 | 0 | 0 | 0 | 0 | 0 | 0 | 0
water-heating | September | peak | 0 | 0 | 0 | 0 | 0 | 0 | 0 | 0 | 0 | 0 | 0 | 0 | 0 | 0 | 0 | 0 | 0 | 0 | 0 | 0 | 0 | 0 | 0 | 0
water-heating | October | peak | 0 | 0 | 0 | 0 | 0 | 0 | 0 | 0 | 0 | 0 | 0 | 0 | 0 | 0 | 0 | 0 | 0 | 0 | 0 | 0 | 0 | 0 | 0 | 0
water-heating | November | peak | 0 | 0 | 0 | 0 | 0 | 0 | 0 | 0 | 0 | 0 | 0 | 0 | 0 | 0 | 0 | 0 | 0 | 0 | 0 | 0 | 0 | 0 | 0 | 0
water-heating | December | peak | 0 | 0 | 0 | 0 | 0 | 0 | 0 | 0 | 0 | 0 | 0 | 0 | 0 | 0 | 0 | 0 | 0 | 0 | 0 | 0 | 0 | 0 | 0 | 0
water-heating | January | weekend | 0 | 0 | 0 | 0 | 0 | 0 | 0 | 0 | 0 | 0 | 0 | 0 | 0 | 0 | 0 | 0 | 0 | 0 | 0 | 0 | 0 | 0 | 0 | 0
water-heating | February | weekend | 0 | 0 | 0 | 0 | 0 | 0 | 0 | 0 | 0 | 0 | 0 | 0 | 0 | 0 | 0 | 0 | 0 | 0 | 0 | 0 | 0 | 0 | 0 | 0
water-heating | March | weekend | 0 | 0 | 0 | 0 | 0 | 0 | 0 | 0 | 0 | 0 | 0 | 0 | 0 | 0 | 0 | 0 | 0 | 0 | 0 | 0 | 0 | 0 | 0 | 0
water-heating | April | weekend | 0 | 0 | 0 | 0 | 0 | 0 | 0 | 0 | 0 | 0 | 0 | 0 | 0 | 0 | 0 | 0 | 0 | 0 | 0 | 0 | 0 | 0 | 0 | 0
water-heating | May | weekend | 0 | 0 | 0 | 0 | 0 | 0 | 0 | 0 | 0 | 0 | 0 | 0 | 0 | 0 | 0 | 0 | 0 | 0 | 0 | 0 | 0 | 0 | 0 | 0
water-heating | June | weekend | 0 | 0 | 0 | 0 | 0 | 0 | 0 | 0 | 0 | 0 | 0 | 0 | 0 | 0 | 0 | 0 | 0 | 0 | 0 | 0 | 0 | 0 | 0 | 0
water-heating | July | weekend | 0 | 0 | 0 | 0 | 0 | 0 | 0 | 0 | 0 | 0 | 0 | 0 | 0 | 0 | 0 | 0 | 0 | 0 | 0 | 0 | 0 | 0 | 0 | 0
water-heating | August | weekend | 0 | 0 | 0 | 0 | 0 | 0 | 0 | 0 | 0 | 0 | 0 | 0 | 0 | 0 | 0 | 0 | 0 | 0 | 0 | 0 | 0 | 0 | 0 | 0
water-heating | September | weekend | 0 | 0 | 0 | 0 | 0 | 0 | 0 | 0 | 0 | 0 | 0 | 0 | 0 | 0 | 0 | 0 | 0 | 0 | 0 | 0 | 0 | 0 | 0 | 0
water-heating | October | weekend | 0 | 0 | 0 | 0 | 0 | 0 | 0 | 0 | 0 | 0 | 0 | 0 | 0 | 0 | 0 | 0 | 0 | 0 | 0 | 0 | 0 | 0 | 0 | 0
water-heating | November | weekend | 0 | 0 | 0 | 0 | 0 | 0 | 0 | 0 | 0 | 0 | 0 | 0 | 0 | 0 | 0 | 0 | 0 | 0 | 0 | 0 | 0 | 0 | 0 | 0
water-heating | December | weekend | 0 | 0 | 0 | 0 | 0 | 0 | 0 | 0 | 0 | 0 | 0 | 0 | 0 | 0 | 0 | 0 | 0 | 0 | 0 | 0 | 0 | 0 | 0 | 0
naturalgas-only | January | week | 0 | 0 | 0 | 0 | 0 | 0 | 0 | 0 | 0 | 0 | 0 | 0 | 0 | 0 | 0 | 0 | 0 | 0 | 0 | 0 | 0 | 0 | 0 | 0
naturalgas-only | February | week | 0 | 0 | 0 | 0 | 0 | 0 | 0 | 0 | 0 | 0 | 0 | 0 | 0 | 0 | 0 | 0 | 0 | 0 | 0 | 0 | 0 | 0 | 0 | 0
naturalgas-only | March | week | 0 | 0 | 0 | 0 | 0 | 0 | 0 | 0 | 0 | 0 | 0 | 0 | 0 | 0 | 0 | 0 | 0 | 0 | 0 | 0 | 0 | 0 | 0 | 0
naturalgas-only | April | week | 0 | 0 | 0 | 0 | 0 | 0 | 0 | 0 | 0 | 0 | 0 | 0 | 0 | 0 | 0 | 0 | 0 | 0 | 0 | 0 | 0 | 0 | 0 | 0
naturalgas-only | May | week | 0 | 0 | 0 | 0 | 0 | 0 | 0 | 0 | 0 | 0 | 0 | 0 | 0 | 0 | 0 | 0 | 0 | 0 | 0 | 0 | 0 | 0 | 0 | 0
naturalgas-only | June | week | 0 | 0 | 0 | 0 | 0 | 0 | 0 | 0 | 0 | 0 | 0 | 0 | 0 | 0 | 0 | 0 | 0 | 0 | 0 | 0 | 0 | 0 | 0 | 0
naturalgas-only | July | week | 0 | 0 | 0 | 0 | 0 | 0 | 0 | 0 | 0 | 0 | 0 | 0 | 0 | 0 | 0 | 0 | 0 | 0 | 0 | 0 | 0 | 0 | 0 | 0
naturalgas-only | August | week | 0 | 0 | 0 | 0 | 0 | 0 | 0 | 0 | 0 | 0 | 0 | 0 | 0 | 0 | 0 | 0 | 0 | 0 | 0 | 0 | 0 | 0 | 0 | 0
naturalgas-only | September | week | 0 | 0 | 0 | 0 | 0 | 0 | 0 | 0 | 0 | 0 | 0 | 0 | 0 | 0 | 0 | 0 | 0 | 0 | 0 | 0 | 0 | 0 | 0 | 0
naturalgas-only | October | week | 0 | 0 | 0 | 0 | 0 | 0 | 0 | 0 | 0 | 0 | 0 | 0 | 0 | 0 | 0 | 0 | 0 | 0 | 0 | 0 | 0 | 0 | 0 | 0
naturalgas-only | November | week | 0 | 0 | 0 | 0 | 0 | 0 | 0 | 0 | 0 | 0 | 0 | 0 | 0 | 0 | 0 | 0 | 0 | 0 | 0 | 0 | 0 | 0 | 0 | 0
naturalgas-only | December | week | 0 | 0 | 0 | 0 | 0 | 0 | 0 | 0 | 0 | 0 | 0 | 0 | 0 | 0 | 0 | 0 | 0 | 0 | 0 | 0 | 0 | 0 | 0 | 0
naturalgas-only | January | peak | 0 | 0 | 0 | 0 | 0 | 0 | 0 | 0 | 0 | 0 | 0 | 0 | 0 | 0 | 0 | 0 | 0 | 0 | 0 | 0 | 0 | 0 | 0 | 0
naturalgas-only | February | peak | 0 | 0 | 0 | 0 | 0 | 0 | 0 | 0 | 0 | 0 | 0 | 0 | 0 | 0 | 0 | 0 | 0 | 0 | 0 | 0 | 0 | 0 | 0 | 0
naturalgas-only | March | peak | 0 | 0 | 0 | 0 | 0 | 0 | 0 | 0 | 0 | 0 | 0 | 0 | 0 | 0 | 0 | 0 | 0 | 0 | 0 | 0 | 0 | 0 | 0 | 0
naturalgas-only | April | peak | 0 | 0 | 0 | 0 | 0 | 0 | 0 | 0 | 0 | 0 | 0 | 0 | 0 | 0 | 0 | 0 | 0 | 0 | 0 | 0 | 0 | 0 | 0 | 0
naturalgas-only | May | peak | 0 | 0 | 0 | 0 | 0 | 0 | 0 | 0 | 0 | 0 | 0 | 0 | 0 | 0 | 0 | 0 | 0 | 0 | 0 | 0 | 0 | 0 | 0 | 0
naturalgas-only | June | peak | 0 | 0 | 0 | 0 | 0 | 0 | 0 | 0 | 0 | 0 | 0 | 0 | 0 | 0 | 0 | 0 | 0 | 0 | 0 | 0 | 0 | 0 | 0 | 0
naturalgas-only | July | peak | 0 | 0 | 0 | 0 | 0 | 0 | 0 | 0 | 0 | 0 | 0 | 0 | 0 | 0 | 0 | 0 | 0 | 0 | 0 | 0 | 0 | 0 | 0 | 0
naturalgas-only | August | peak | 0 | 0 | 0 | 0 | 0 | 0 | 0 | 0 | 0 | 0 | 0 | 0 | 0 | 0 | 0 | 0 | 0 | 0 | 0 | 0 | 0 | 0 | 0 | 0
naturalgas-only | September | peak | 0 | 0 | 0 | 0 | 0 | 0 | 0 | 0 | 0 | 0 | 0 | 0 | 0 | 0 | 0 | 0 | 0 | 0 | 0 | 0 | 0 | 0 | 0 | 0
naturalgas-only | October | peak | 0 | 0 | 0 | 0 | 0 | 0 | 0 | 0 | 0 | 0 | 0 | 0 | 0 | 0 | 0 | 0 | 0 | 0 | 0 | 0 | 0 | 0 | 0 | 0
naturalgas-only | November | peak | 0 | 0 | 0 | 0 | 0 | 0 | 0 | 0 | 0 | 0 | 0 | 0 | 0 | 0 | 0 | 0 | 0 | 0 | 0 | 0 | 0 | 0 | 0 | 0
naturalgas-only | December | peak | 0 | 0 | 0 | 0 | 0 | 0 | 0 | 0 | 0 | 0 | 0 | 0 | 0 | 0 | 0 | 0 | 0 | 0 | 0 | 0 | 0 | 0 | 0 | 0
naturalgas-only | January | weekend | 0 | 0 | 0 | 0 | 0 | 0 | 0 | 0 | 0 | 0 | 0 | 0 | 0 | 0 | 0 | 0 | 0 | 0 | 0 | 0 | 0 | 0 | 0 | 0
naturalgas-only | February | weekend | 0 | 0 | 0 | 0 | 0 | 0 | 0 | 0 | 0 | 0 | 0 | 0 | 0 | 0 | 0 | 0 | 0 | 0 | 0 | 0 | 0 | 0 | 0 | 0
naturalgas-only | March | weekend | 0 | 0 | 0 | 0 | 0 | 0 | 0 | 0 | 0 | 0 | 0 | 0 | 0 | 0 | 0 | 0 | 0 | 0 | 0 | 0 | 0 | 0 | 0 | 0
naturalgas-only | April | weekend | 0 | 0 | 0 | 0 | 0 | 0 | 0 | 0 | 0 | 0 | 0 | 0 | 0 | 0 | 0 | 0 | 0 | 0 | 0 | 0 | 0 | 0 | 0 | 0
naturalgas-only | May | weekend | 0 | 0 | 0 | 0 | 0 | 0 | 0 | 0 | 0 | 0 | 0 | 0 | 0 | 0 | 0 | 0 | 0 | 0 | 0 | 0 | 0 | 0 | 0 | 0
naturalgas-only | June | weekend | 0 | 0 | 0 | 0 | 0 | 0 | 0 | 0 | 0 | 0 | 0 | 0 | 0 | 0 | 0 | 0 | 0 | 0 | 0 | 0 | 0 | 0 | 0 | 0
naturalgas-only | July | weekend | 0 | 0 | 0 | 0 | 0 | 0 | 0 | 0 | 0 | 0 | 0 | 0 | 0 | 0 | 0 | 0 | 0 | 0 | 0 | 0 | 0 | 0 | 0 | 0
naturalgas-only | August | weekend | 0 | 0 | 0 | 0 | 0 | 0 | 0 | 0 | 0 | 0 | 0 | 0 | 0 | 0 | 0 | 0 | 0 | 0 | 0 | 0 | 0 | 0 | 0 | 0
naturalgas-only | September | weekend | 0 | 0 | 0 | 0 | 0 | 0 | 0 | 0 | 0 | 0 | 0 | 0 | 0 | 0 | 0 | 0 | 0 | 0 | 0 | 0 | 0 | 0 | 0 | 0
naturalgas-only | October | weekend | 0 | 0 | 0 | 0 | 0 | 0 | 0 | 0 | 0 | 0 | 0 | 0 | 0 | 0 | 0 | 0 | 0 | 0 | 0 | 0 | 0 | 0 | 0 | 0
naturalgas-only | November | weekend | 0 | 0 | 0 | 0 | 0 | 0 | 0 | 0 | 0 | 0 | 0 | 0 | 0 | 0 | 0 | 0 | 0 | 0 | 0 | 0 | 0 | 0 | 0 | 0
naturalgas-only | December | weekend | 0 | 0 | 0 | 0 | 0 | 0 | 0 | 0 | 0 | 0 | 0 | 0 | 0 | 0 | 0 | 0 | 0 | 0 | 0 | 0 | 0 | 0 | 0 | 0

## LoadInput_N9_P
|  |  | 1 | 2 | 3 | 4 | 5 | 6 | 7 | 8 | 9 | 10 | 11 | 12 | 13 | 14 | 15 | 16 | 17 | 18 | 19 | 20 | 21 | 22 | 23 | 24
electricity-only | January | week | 0 | 0 | 0 | 0 | 0 | 0 | 0 | 0 | 0 | 0 | 0 | 0 | 0 | 0 | 0 | 0 | 0 | 0 | 0 | 0 | 0 | 0 | 0 | 0
electricity-only | February | week | 0 | 0 | 0 | 0 | 0 | 0 | 0 | 0 | 0 | 0 | 0 | 0 | 0 | 0 | 0 | 0 | 0 | 0 | 0 | 0 | 0 | 0 | 0 | 0
electricity-only | March | week | 0 | 0 | 0 | 0 | 0 | 0 | 0 | 0 | 0 | 0 | 0 | 0 | 0 | 0 | 0 | 0 | 0 | 0 | 0 | 0 | 0 | 0 | 0 | 0
electricity-only | April | week | 0 | 0 | 0 | 0 | 0 | 0 | 0 | 0 | 0 | 0 | 0 | 0 | 0 | 0 | 0 | 0 | 0 | 0 | 0 | 0 | 0 | 0 | 0 | 0
electricity-only | May | week | 0 | 0 | 0 | 0 | 0 | 0 | 0 | 0 | 0 | 0 | 0 | 0 | 0 | 0 | 0 | 0 | 0 | 0 | 0 | 0 | 0 | 0 | 0 | 0
electricity-only | June | week | 0 | 0 | 0 | 0 | 0 | 0 | 0 | 0 | 0 | 0 | 0 | 0 | 0 | 0 | 0 | 0 | 0 | 0 | 0 | 0 | 0 | 0 | 0 | 0
electricity-only | July | week | 0 | 0 | 0 | 0 | 0 | 0 | 0 | 0 | 0 | 0 | 0 | 0 | 0 | 0 | 0 | 0 | 0 | 0 | 0 | 0 | 0 | 0 | 0 | 0
electricity-only | August | week | 0 | 0 | 0 | 0 | 0 | 0 | 0 | 0 | 0 | 0 | 0 | 0 | 0 | 0 | 0 | 0 | 0 | 0 | 0 | 0 | 0 | 0 | 0 | 0
electricity-only | September | week | 0 | 0 | 0 | 0 | 0 | 0 | 0 | 0 | 0 | 0 | 0 | 0 | 0 | 0 | 0 | 0 | 0 | 0 | 0 | 0 | 0 | 0 | 0 | 0
electricity-only | October | week | 0 | 0 | 0 | 0 | 0 | 0 | 0 | 0 | 0 | 0 | 0 | 0 | 0 | 0 | 0 | 0 | 0 | 0 | 0 | 0 | 0 | 0 | 0 | 0
electricity-only | November | week | 0 | 0 | 0 | 0 | 0 | 0 | 0 | 0 | 0 | 0 | 0 | 0 | 0 | 0 | 0 | 0 | 0 | 0 | 0 | 0 | 0 | 0 | 0 | 0
electricity-only | December | week | 0 | 0 | 0 | 0 | 0 | 0 | 0 | 0 | 0 | 0 | 0 | 0 | 0 | 0 | 0 | 0 | 0 | 0 | 0 | 0 | 0 | 0 | 0 | 0
electricity-only | January | peak | 0 | 0 | 0 | 0 | 0 | 0 | 0 | 0 | 0 | 0 | 0 | 0 | 0 | 0 | 0 | 0 | 0 | 0 | 0 | 0 | 0 | 0 | 0 | 0
electricity-only | February | peak | 0 | 0 | 0 | 0 | 0 | 0 | 0 | 0 | 0 | 0 | 0 | 0 | 0 | 0 | 0 | 0 | 0 | 0 | 0 | 0 | 0 | 0 | 0 | 0
electricity-only | March | peak | 0 | 0 | 0 | 0 | 0 | 0 | 0 | 0 | 0 | 0 | 0 | 0 | 0 | 0 | 0 | 0 | 0 | 0 | 0 | 0 | 0 | 0 | 0 | 0
electricity-only | April | peak | 0 | 0 | 0 | 0 | 0 | 0 | 0 | 0 | 0 | 0 | 0 | 0 | 0 | 0 | 0 | 0 | 0 | 0 | 0 | 0 | 0 | 0 | 0 | 0
electricity-only | May | peak | 0 | 0 | 0 | 0 | 0 | 0 | 0 | 0 | 0 | 0 | 0 | 0 | 0 | 0 | 0 | 0 | 0 | 0 | 0 | 0 | 0 | 0 | 0 | 0
electricity-only | June | peak | 0 | 0 | 0 | 0 | 0 | 0 | 0 | 0 | 0 | 0 | 0 | 0 | 0 | 0 | 0 | 0 | 0 | 0 | 0 | 0 | 0 | 0 | 0 | 0
electricity-only | July | peak | 0 | 0 | 0 | 0 | 0 | 0 | 0 | 0 | 0 | 0 | 0 | 0 | 0 | 0 | 0 | 0 | 0 | 0 | 0 | 0 | 0 | 0 | 0 | 0
electricity-only | August | peak | 0 | 0 | 0 | 0 | 0 | 0 | 0 | 0 | 0 | 0 | 0 | 0 | 0 | 0 | 0 | 0 | 0 | 0 | 0 | 0 | 0 | 0 | 0 | 0
electricity-only | September | peak | 0 | 0 | 0 | 0 | 0 | 0 | 0 | 0 | 0 | 0 | 0 | 0 | 0 | 0 | 0 | 0 | 0 | 0 | 0 | 0 | 0 | 0 | 0 | 0
electricity-only | October | peak | 0 | 0 | 0 | 0 | 0 | 0 | 0 | 0 | 0 | 0 | 0 | 0 | 0 | 0 | 0 | 0 | 0 | 0 | 0 | 0 | 0 | 0 | 0 | 0
electricity-only | November | peak | 0 | 0 | 0 | 0 | 0 | 0 | 0 | 0 | 0 | 0 | 0 | 0 | 0 | 0 | 0 | 0 | 0 | 0 | 0 | 0 | 0 | 0 | 0 | 0
electricity-only | December | peak | 0 | 0 | 0 | 0 | 0 | 0 | 0 | 0 | 0 | 0 | 0 | 0 | 0 | 0 | 0 | 0 | 0 | 0 | 0 | 0 | 0 | 0 | 0 | 0
electricity-only | January | weekend | 0 | 0 | 0 | 0 | 0 | 0 | 0 | 0 | 0 | 0 | 0 | 0 | 0 | 0 | 0 | 0 | 0 | 0 | 0 | 0 | 0 | 0 | 0 | 0
electricity-only | February | weekend | 0 | 0 | 0 | 0 | 0 | 0 | 0 | 0 | 0 | 0 | 0 | 0 | 0 | 0 | 0 | 0 | 0 | 0 | 0 | 0 | 0 | 0 | 0 | 0
electricity-only | March | weekend | 0 | 0 | 0 | 0 | 0 | 0 | 0 | 0 | 0 | 0 | 0 | 0 | 0 | 0 | 0 | 0 | 0 | 0 | 0 | 0 | 0 | 0 | 0 | 0
electricity-only | April | weekend | 0 | 0 | 0 | 0 | 0 | 0 | 0 | 0 | 0 | 0 | 0 | 0 | 0 | 0 | 0 | 0 | 0 | 0 | 0 | 0 | 0 | 0 | 0 | 0
electricity-only | May | weekend | 0 | 0 | 0 | 0 | 0 | 0 | 0 | 0 | 0 | 0 | 0 | 0 | 0 | 0 | 0 | 0 | 0 | 0 | 0 | 0 | 0 | 0 | 0 | 0
electricity-only | June | weekend | 0 | 0 | 0 | 0 | 0 | 0 | 0 | 0 | 0 | 0 | 0 | 0 | 0 | 0 | 0 | 0 | 0 | 0 | 0 | 0 | 0 | 0 | 0 | 0
electricity-only | July | weekend | 0 | 0 | 0 | 0 | 0 | 0 | 0 | 0 | 0 | 0 | 0 | 0 | 0 | 0 | 0 | 0 | 0 | 0 | 0 | 0 | 0 | 0 | 0 | 0
electricity-only | August | weekend | 0 | 0 | 0 | 0 | 0 | 0 | 0 | 0 | 0 | 0 | 0 | 0 | 0 | 0 | 0 | 0 | 0 | 0 | 0 | 0 | 0 | 0 | 0 | 0
electricity-only | September | weekend | 0 | 0 | 0 | 0 | 0 | 0 | 0 | 0 | 0 | 0 | 0 | 0 | 0 | 0 | 0 | 0 | 0 | 0 | 0 | 0 | 0 | 0 | 0 | 0
electricity-only | October | weekend | 0 | 0 | 0 | 0 | 0 | 0 | 0 | 0 | 0 | 0 | 0 | 0 | 0 | 0 | 0 | 0 | 0 | 0 | 0 | 0 | 0 | 0 | 0 | 0
electricity-only | November | weekend | 0 | 0 | 0 | 0 | 0 | 0 | 0 | 0 | 0 | 0 | 0 | 0 | 0 | 0 | 0 | 0 | 0 | 0 | 0 | 0 | 0 | 0 | 0 | 0
electricity-only | December | weekend | 0 | 0 | 0 | 0 | 0 | 0 | 0 | 0 | 0 | 0 | 0 | 0 | 0 | 0 | 0 | 0 | 0 | 0 | 0 | 0 | 0 | 0 | 0 | 0
cooling | January | week | 0 | 0 | 0 | 0 | 0 | 0 | 0 | 0 | 0 | 0 | 0 | 0 | 0 | 0 | 0 | 0 | 0 | 0 | 0 | 0 | 0 | 0 | 0 | 0
cooling | February | week | 0 | 0 | 0 | 0 | 0 | 0 | 0 | 0 | 0 | 0 | 0 | 0 | 0 | 0 | 0 | 0 | 0 | 0 | 0 | 0 | 0 | 0 | 0 | 0
cooling | March | week | 0 | 0 | 0 | 0 | 0 | 0 | 0 | 0 | 0 | 0 | 0 | 0 | 0 | 0 | 0 | 0 | 0 | 0 | 0 | 0 | 0 | 0 | 0 | 0
cooling | April | week | 0 | 0 | 0 | 0 | 0 | 0 | 0 | 0 | 0 | 0 | 0 | 0 | 0 | 0 | 0 | 0 | 0 | 0 | 0 | 0 | 0 | 0 | 0 | 0
cooling | May | week | 0 | 0 | 0 | 0 | 0 | 0 | 0 | 0 | 0 | 0 | 0 | 0 | 0 | 0 | 0 | 0 | 0 | 0 | 0 | 0 | 0 | 0 | 0 | 0
cooling | June | week | 0 | 0 | 0 | 0 | 0 | 0 | 0 | 0 | 0 | 0 | 0 | 0 | 0 | 0 | 0 | 0 | 0 | 0 | 0 | 0 | 0 | 0 | 0 | 0
cooling | July | week | 0 | 0 | 0 | 0 | 0 | 0 | 0 | 0 | 0 | 0 | 0 | 0 | 0 | 0 | 0 | 0 | 0 | 0 | 0 | 0 | 0 | 0 | 0 | 0
cooling | August | week | 0 | 0 | 0 | 0 | 0 | 0 | 0 | 0 | 0 | 0 | 0 | 0 | 0 | 0 | 0 | 0 | 0 | 0 | 0 | 0 | 0 | 0 | 0 | 0
cooling | September | week | 0 | 0 | 0 | 0 | 0 | 0 | 0 | 0 | 0 | 0 | 0 | 0 | 0 | 0 | 0 | 0 | 0 | 0 | 0 | 0 | 0 | 0 | 0 | 0
cooling | October | week | 0 | 0 | 0 | 0 | 0 | 0 | 0 | 0 | 0 | 0 | 0 | 0 | 0 | 0 | 0 | 0 | 0 | 0 | 0 | 0 | 0 | 0 | 0 | 0
cooling | November | week | 0 | 0 | 0 | 0 | 0 | 0 | 0 | 0 | 0 | 0 | 0 | 0 | 0 | 0 | 0 | 0 | 0 | 0 | 0 | 0 | 0 | 0 | 0 | 0
cooling | December | week | 0 | 0 | 0 | 0 | 0 | 0 | 0 | 0 | 0 | 0 | 0 | 0 | 0 | 0 | 0 | 0 | 0 | 0 | 0 | 0 | 0 | 0 | 0 | 0
cooling | January | peak | 0 | 0 | 0 | 0 | 0 | 0 | 0 | 0 | 0 | 0 | 0 | 0 | 0 | 0 | 0 | 0 | 0 | 0 | 0 | 0 | 0 | 0 | 0 | 0
cooling | February | peak | 0 | 0 | 0 | 0 | 0 | 0 | 0 | 0 | 0 | 0 | 0 | 0 | 0 | 0 | 0 | 0 | 0 | 0 | 0 | 0 | 0 | 0 | 0 | 0
cooling | March | peak | 0 | 0 | 0 | 0 | 0 | 0 | 0 | 0 | 0 | 0 | 0 | 0 | 0 | 0 | 0 | 0 | 0 | 0 | 0 | 0 | 0 | 0 | 0 | 0
cooling | April | peak | 0 | 0 | 0 | 0 | 0 | 0 | 0 | 0 | 0 | 0 | 0 | 0 | 0 | 0 | 0 | 0 | 0 | 0 | 0 | 0 | 0 | 0 | 0 | 0
cooling | May | peak | 0 | 0 | 0 | 0 | 0 | 0 | 0 | 0 | 0 | 0 | 0 | 0 | 0 | 0 | 0 | 0 | 0 | 0 | 0 | 0 | 0 | 0 | 0 | 0
cooling | June | peak | 0 | 0 | 0 | 0 | 0 | 0 | 0 | 0 | 0 | 0 | 0 | 0 | 0 | 0 | 0 | 0 | 0 | 0 | 0 | 0 | 0 | 0 | 0 | 0
cooling | July | peak | 0 | 0 | 0 | 0 | 0 | 0 | 0 | 0 | 0 | 0 | 0 | 0 | 0 | 0 | 0 | 0 | 0 | 0 | 0 | 0 | 0 | 0 | 0 | 0
cooling | August | peak | 0 | 0 | 0 | 0 | 0 | 0 | 0 | 0 | 0 | 0 | 0 | 0 | 0 | 0 | 0 | 0 | 0 | 0 | 0 | 0 | 0 | 0 | 0 | 0
cooling | September | peak | 0 | 0 | 0 | 0 | 0 | 0 | 0 | 0 | 0 | 0 | 0 | 0 | 0 | 0 | 0 | 0 | 0 | 0 | 0 | 0 | 0 | 0 | 0 | 0
cooling | October | peak | 0 | 0 | 0 | 0 | 0 | 0 | 0 | 0 | 0 | 0 | 0 | 0 | 0 | 0 | 0 | 0 | 0 | 0 | 0 | 0 | 0 | 0 | 0 | 0
cooling | November | peak | 0 | 0 | 0 | 0 | 0 | 0 | 0 | 0 | 0 | 0 | 0 | 0 | 0 | 0 | 0 | 0 | 0 | 0 | 0 | 0 | 0 | 0 | 0 | 0
cooling | December | peak | 0 | 0 | 0 | 0 | 0 | 0 | 0 | 0 | 0 | 0 | 0 | 0 | 0 | 0 | 0 | 0 | 0 | 0 | 0 | 0 | 0 | 0 | 0 | 0
cooling | January | weekend | 0 | 0 | 0 | 0 | 0 | 0 | 0 | 0 | 0 | 0 | 0 | 0 | 0 | 0 | 0 | 0 | 0 | 0 | 0 | 0 | 0 | 0 | 0 | 0
cooling | February | weekend | 0 | 0 | 0 | 0 | 0 | 0 | 0 | 0 | 0 | 0 | 0 | 0 | 0 | 0 | 0 | 0 | 0 | 0 | 0 | 0 | 0 | 0 | 0 | 0
cooling | March | weekend | 0 | 0 | 0 | 0 | 0 | 0 | 0 | 0 | 0 | 0 | 0 | 0 | 0 | 0 | 0 | 0 | 0 | 0 | 0 | 0 | 0 | 0 | 0 | 0
cooling | April | weekend | 0 | 0 | 0 | 0 | 0 | 0 | 0 | 0 | 0 | 0 | 0 | 0 | 0 | 0 | 0 | 0 | 0 | 0 | 0 | 0 | 0 | 0 | 0 | 0
cooling | May | weekend | 0 | 0 | 0 | 0 | 0 | 0 | 0 | 0 | 0 | 0 | 0 | 0 | 0 | 0 | 0 | 0 | 0 | 0 | 0 | 0 | 0 | 0 | 0 | 0
cooling | June | weekend | 0 | 0 | 0 | 0 | 0 | 0 | 0 | 0 | 0 | 0 | 0 | 0 | 0 | 0 | 0 | 0 | 0 | 0 | 0 | 0 | 0 | 0 | 0 | 0
cooling | July | weekend | 0 | 0 | 0 | 0 | 0 | 0 | 0 | 0 | 0 | 0 | 0 | 0 | 0 | 0 | 0 | 0 | 0 | 0 | 0 | 0 | 0 | 0 | 0 | 0
cooling | August | weekend | 0 | 0 | 0 | 0 | 0 | 0 | 0 | 0 | 0 | 0 | 0 | 0 | 0 | 0 | 0 | 0 | 0 | 0 | 0 | 0 | 0 | 0 | 0 | 0
cooling | September | weekend | 0 | 0 | 0 | 0 | 0 | 0 | 0 | 0 | 0 | 0 | 0 | 0 | 0 | 0 | 0 | 0 | 0 | 0 | 0 | 0 | 0 | 0 | 0 | 0
cooling | October | weekend | 0 | 0 | 0 | 0 | 0 | 0 | 0 | 0 | 0 | 0 | 0 | 0 | 0 | 0 | 0 | 0 | 0 | 0 | 0 | 0 | 0 | 0 | 0 | 0
cooling | November | weekend | 0 | 0 | 0 | 0 | 0 | 0 | 0 | 0 | 0 | 0 | 0 | 0 | 0 | 0 | 0 | 0 | 0 | 0 | 0 | 0 | 0 | 0 | 0 | 0
cooling | December | weekend | 0 | 0 | 0 | 0 | 0 | 0 | 0 | 0 | 0 | 0 | 0 | 0 | 0 | 0 | 0 | 0 | 0 | 0 | 0 | 0 | 0 | 0 | 0 | 0
refrigeration | January | week | 0 | 0 | 0 | 0 | 0 | 0 | 0 | 0 | 0 | 0 | 0 | 0 | 0 | 0 | 0 | 0 | 0 | 0 | 0 | 0 | 0 | 0 | 0 | 0
refrigeration | February | week | 0 | 0 | 0 | 0 | 0 | 0 | 0 | 0 | 0 | 0 | 0 | 0 | 0 | 0 | 0 | 0 | 0 | 0 | 0 | 0 | 0 | 0 | 0 | 0
refrigeration | March | week | 0 | 0 | 0 | 0 | 0 | 0 | 0 | 0 | 0 | 0 | 0 | 0 | 0 | 0 | 0 | 0 | 0 | 0 | 0 | 0 | 0 | 0 | 0 | 0
refrigeration | April | week | 0 | 0 | 0 | 0 | 0 | 0 | 0 | 0 | 0 | 0 | 0 | 0 | 0 | 0 | 0 | 0 | 0 | 0 | 0 | 0 | 0 | 0 | 0 | 0
refrigeration | May | week | 0 | 0 | 0 | 0 | 0 | 0 | 0 | 0 | 0 | 0 | 0 | 0 | 0 | 0 | 0 | 0 | 0 | 0 | 0 | 0 | 0 | 0 | 0 | 0
refrigeration | June | week | 0 | 0 | 0 | 0 | 0 | 0 | 0 | 0 | 0 | 0 | 0 | 0 | 0 | 0 | 0 | 0 | 0 | 0 | 0 | 0 | 0 | 0 | 0 | 0
refrigeration | July | week | 0 | 0 | 0 | 0 | 0 | 0 | 0 | 0 | 0 | 0 | 0 | 0 | 0 | 0 | 0 | 0 | 0 | 0 | 0 | 0 | 0 | 0 | 0 | 0
refrigeration | August | week | 0 | 0 | 0 | 0 | 0 | 0 | 0 | 0 | 0 | 0 | 0 | 0 | 0 | 0 | 0 | 0 | 0 | 0 | 0 | 0 | 0 | 0 | 0 | 0
refrigeration | September | week | 0 | 0 | 0 | 0 | 0 | 0 | 0 | 0 | 0 | 0 | 0 | 0 | 0 | 0 | 0 | 0 | 0 | 0 | 0 | 0 | 0 | 0 | 0 | 0
refrigeration | October | week | 0 | 0 | 0 | 0 | 0 | 0 | 0 | 0 | 0 | 0 | 0 | 0 | 0 | 0 | 0 | 0 | 0 | 0 | 0 | 0 | 0 | 0 | 0 | 0
refrigeration | November | week | 0 | 0 | 0 | 0 | 0 | 0 | 0 | 0 | 0 | 0 | 0 | 0 | 0 | 0 | 0 | 0 | 0 | 0 | 0 | 0 | 0 | 0 | 0 | 0
refrigeration | December | week | 0 | 0 | 0 | 0 | 0 | 0 | 0 | 0 | 0 | 0 | 0 | 0 | 0 | 0 | 0 | 0 | 0 | 0 | 0 | 0 | 0 | 0 | 0 | 0
refrigeration | January | peak | 0 | 0 | 0 | 0 | 0 | 0 | 0 | 0 | 0 | 0 | 0 | 0 | 0 | 0 | 0 | 0 | 0 | 0 | 0 | 0 | 0 | 0 | 0 | 0
refrigeration | February | peak | 0 | 0 | 0 | 0 | 0 | 0 | 0 | 0 | 0 | 0 | 0 | 0 | 0 | 0 | 0 | 0 | 0 | 0 | 0 | 0 | 0 | 0 | 0 | 0
refrigeration | March | peak | 0 | 0 | 0 | 0 | 0 | 0 | 0 | 0 | 0 | 0 | 0 | 0 | 0 | 0 | 0 | 0 | 0 | 0 | 0 | 0 | 0 | 0 | 0 | 0
refrigeration | April | peak | 0 | 0 | 0 | 0 | 0 | 0 | 0 | 0 | 0 | 0 | 0 | 0 | 0 | 0 | 0 | 0 | 0 | 0 | 0 | 0 | 0 | 0 | 0 | 0
refrigeration | May | peak | 0 | 0 | 0 | 0 | 0 | 0 | 0 | 0 | 0 | 0 | 0 | 0 | 0 | 0 | 0 | 0 | 0 | 0 | 0 | 0 | 0 | 0 | 0 | 0
refrigeration | June | peak | 0 | 0 | 0 | 0 | 0 | 0 | 0 | 0 | 0 | 0 | 0 | 0 | 0 | 0 | 0 | 0 | 0 | 0 | 0 | 0 | 0 | 0 | 0 | 0
refrigeration | July | peak | 0 | 0 | 0 | 0 | 0 | 0 | 0 | 0 | 0 | 0 | 0 | 0 | 0 | 0 | 0 | 0 | 0 | 0 | 0 | 0 | 0 | 0 | 0 | 0
refrigeration | August | peak | 0 | 0 | 0 | 0 | 0 | 0 | 0 | 0 | 0 | 0 | 0 | 0 | 0 | 0 | 0 | 0 | 0 | 0 | 0 | 0 | 0 | 0 | 0 | 0
refrigeration | September | peak | 0 | 0 | 0 | 0 | 0 | 0 | 0 | 0 | 0 | 0 | 0 | 0 | 0 | 0 | 0 | 0 | 0 | 0 | 0 | 0 | 0 | 0 | 0 | 0
refrigeration | October | peak | 0 | 0 | 0 | 0 | 0 | 0 | 0 | 0 | 0 | 0 | 0 | 0 | 0 | 0 | 0 | 0 | 0 | 0 | 0 | 0 | 0 | 0 | 0 | 0
refrigeration | November | peak | 0 | 0 | 0 | 0 | 0 | 0 | 0 | 0 | 0 | 0 | 0 | 0 | 0 | 0 | 0 | 0 | 0 | 0 | 0 | 0 | 0 | 0 | 0 | 0
refrigeration | December | peak | 0 | 0 | 0 | 0 | 0 | 0 | 0 | 0 | 0 | 0 | 0 | 0 | 0 | 0 | 0 | 0 | 0 | 0 | 0 | 0 | 0 | 0 | 0 | 0
refrigeration | January | weekend | 0 | 0 | 0 | 0 | 0 | 0 | 0 | 0 | 0 | 0 | 0 | 0 | 0 | 0 | 0 | 0 | 0 | 0 | 0 | 0 | 0 | 0 | 0 | 0
refrigeration | February | weekend | 0 | 0 | 0 | 0 | 0 | 0 | 0 | 0 | 0 | 0 | 0 | 0 | 0 | 0 | 0 | 0 | 0 | 0 | 0 | 0 | 0 | 0 | 0 | 0
refrigeration | March | weekend | 0 | 0 | 0 | 0 | 0 | 0 | 0 | 0 | 0 | 0 | 0 | 0 | 0 | 0 | 0 | 0 | 0 | 0 | 0 | 0 | 0 | 0 | 0 | 0
refrigeration | April | weekend | 0 | 0 | 0 | 0 | 0 | 0 | 0 | 0 | 0 | 0 | 0 | 0 | 0 | 0 | 0 | 0 | 0 | 0 | 0 | 0 | 0 | 0 | 0 | 0
refrigeration | May | weekend | 0 | 0 | 0 | 0 | 0 | 0 | 0 | 0 | 0 | 0 | 0 | 0 | 0 | 0 | 0 | 0 | 0 | 0 | 0 | 0 | 0 | 0 | 0 | 0
refrigeration | June | weekend | 0 | 0 | 0 | 0 | 0 | 0 | 0 | 0 | 0 | 0 | 0 | 0 | 0 | 0 | 0 | 0 | 0 | 0 | 0 | 0 | 0 | 0 | 0 | 0
refrigeration | July | weekend | 0 | 0 | 0 | 0 | 0 | 0 | 0 | 0 | 0 | 0 | 0 | 0 | 0 | 0 | 0 | 0 | 0 | 0 | 0 | 0 | 0 | 0 | 0 | 0
refrigeration | August | weekend | 0 | 0 | 0 | 0 | 0 | 0 | 0 | 0 | 0 | 0 | 0 | 0 | 0 | 0 | 0 | 0 | 0 | 0 | 0 | 0 | 0 | 0 | 0 | 0
refrigeration | September | weekend | 0 | 0 | 0 | 0 | 0 | 0 | 0 | 0 | 0 | 0 | 0 | 0 | 0 | 0 | 0 | 0 | 0 | 0 | 0 | 0 | 0 | 0 | 0 | 0
refrigeration | October | weekend | 0 | 0 | 0 | 0 | 0 | 0 | 0 | 0 | 0 | 0 | 0 | 0 | 0 | 0 | 0 | 0 | 0 | 0 | 0 | 0 | 0 | 0 | 0 | 0
refrigeration | November | weekend | 0 | 0 | 0 | 0 | 0 | 0 | 0 | 0 | 0 | 0 | 0 | 0 | 0 | 0 | 0 | 0 | 0 | 0 | 0 | 0 | 0 | 0 | 0 | 0
refrigeration | December | weekend | 0 | 0 | 0 | 0 | 0 | 0 | 0 | 0 | 0 | 0 | 0 | 0 | 0 | 0 | 0 | 0 | 0 | 0 | 0 | 0 | 0 | 0 | 0 | 0
space-heating | January | week | 0 | 0 | 0 | 0 | 0 | 0 | 0 | 0 | 0 | 0 | 0 | 0 | 0 | 0 | 0 | 0 | 0 | 0 | 0 | 0 | 0 | 0 | 0 | 0
space-heating | February | week | 0 | 0 | 0 | 0 | 0 | 0 | 0 | 0 | 0 | 0 | 0 | 0 | 0 | 0 | 0 | 0 | 0 | 0 | 0 | 0 | 0 | 0 | 0 | 0
space-heating | March | week | 0 | 0 | 0 | 0 | 0 | 0 | 0 | 0 | 0 | 0 | 0 | 0 | 0 | 0 | 0 | 0 | 0 | 0 | 0 | 0 | 0 | 0 | 0 | 0
space-heating | April | week | 0 | 0 | 0 | 0 | 0 | 0 | 0 | 0 | 0 | 0 | 0 | 0 | 0 | 0 | 0 | 0 | 0 | 0 | 0 | 0 | 0 | 0 | 0 | 0
space-heating | May | week | 0 | 0 | 0 | 0 | 0 | 0 | 0 | 0 | 0 | 0 | 0 | 0 | 0 | 0 | 0 | 0 | 0 | 0 | 0 | 0 | 0 | 0 | 0 | 0
space-heating | June | week | 0 | 0 | 0 | 0 | 0 | 0 | 0 | 0 | 0 | 0 | 0 | 0 | 0 | 0 | 0 | 0 | 0 | 0 | 0 | 0 | 0 | 0 | 0 | 0
space-heating | July | week | 0 | 0 | 0 | 0 | 0 | 0 | 0 | 0 | 0 | 0 | 0 | 0 | 0 | 0 | 0 | 0 | 0 | 0 | 0 | 0 | 0 | 0 | 0 | 0
space-heating | August | week | 0 | 0 | 0 | 0 | 0 | 0 | 0 | 0 | 0 | 0 | 0 | 0 | 0 | 0 | 0 | 0 | 0 | 0 | 0 | 0 | 0 | 0 | 0 | 0
space-heating | September | week | 0 | 0 | 0 | 0 | 0 | 0 | 0 | 0 | 0 | 0 | 0 | 0 | 0 | 0 | 0 | 0 | 0 | 0 | 0 | 0 | 0 | 0 | 0 | 0
space-heating | October | week | 0 | 0 | 0 | 0 | 0 | 0 | 0 | 0 | 0 | 0 | 0 | 0 | 0 | 0 | 0 | 0 | 0 | 0 | 0 | 0 | 0 | 0 | 0 | 0
space-heating | November | week | 0 | 0 | 0 | 0 | 0 | 0 | 0 | 0 | 0 | 0 | 0 | 0 | 0 | 0 | 0 | 0 | 0 | 0 | 0 | 0 | 0 | 0 | 0 | 0
space-heating | December | week | 0 | 0 | 0 | 0 | 0 | 0 | 0 | 0 | 0 | 0 | 0 | 0 | 0 | 0 | 0 | 0 | 0 | 0 | 0 | 0 | 0 | 0 | 0 | 0
space-heating | January | peak | 0 | 0 | 0 | 0 | 0 | 0 | 0 | 0 | 0 | 0 | 0 | 0 | 0 | 0 | 0 | 0 | 0 | 0 | 0 | 0 | 0 | 0 | 0 | 0
space-heating | February | peak | 0 | 0 | 0 | 0 | 0 | 0 | 0 | 0 | 0 | 0 | 0 | 0 | 0 | 0 | 0 | 0 | 0 | 0 | 0 | 0 | 0 | 0 | 0 | 0
space-heating | March | peak | 0 | 0 | 0 | 0 | 0 | 0 | 0 | 0 | 0 | 0 | 0 | 0 | 0 | 0 | 0 | 0 | 0 | 0 | 0 | 0 | 0 | 0 | 0 | 0
space-heating | April | peak | 0 | 0 | 0 | 0 | 0 | 0 | 0 | 0 | 0 | 0 | 0 | 0 | 0 | 0 | 0 | 0 | 0 | 0 | 0 | 0 | 0 | 0 | 0 | 0
space-heating | May | peak | 0 | 0 | 0 | 0 | 0 | 0 | 0 | 0 | 0 | 0 | 0 | 0 | 0 | 0 | 0 | 0 | 0 | 0 | 0 | 0 | 0 | 0 | 0 | 0
space-heating | June | peak | 0 | 0 | 0 | 0 | 0 | 0 | 0 | 0 | 0 | 0 | 0 | 0 | 0 | 0 | 0 | 0 | 0 | 0 | 0 | 0 | 0 | 0 | 0 | 0
space-heating | July | peak | 0 | 0 | 0 | 0 | 0 | 0 | 0 | 0 | 0 | 0 | 0 | 0 | 0 | 0 | 0 | 0 | 0 | 0 | 0 | 0 | 0 | 0 | 0 | 0
space-heating | August | peak | 0 | 0 | 0 | 0 | 0 | 0 | 0 | 0 | 0 | 0 | 0 | 0 | 0 | 0 | 0 | 0 | 0 | 0 | 0 | 0 | 0 | 0 | 0 | 0
space-heating | September | peak | 0 | 0 | 0 | 0 | 0 | 0 | 0 | 0 | 0 | 0 | 0 | 0 | 0 | 0 | 0 | 0 | 0 | 0 | 0 | 0 | 0 | 0 | 0 | 0
space-heating | October | peak | 0 | 0 | 0 | 0 | 0 | 0 | 0 | 0 | 0 | 0 | 0 | 0 | 0 | 0 | 0 | 0 | 0 | 0 | 0 | 0 | 0 | 0 | 0 | 0
space-heating | November | peak | 0 | 0 | 0 | 0 | 0 | 0 | 0 | 0 | 0 | 0 | 0 | 0 | 0 | 0 | 0 | 0 | 0 | 0 | 0 | 0 | 0 | 0 | 0 | 0
space-heating | December | peak | 0 | 0 | 0 | 0 | 0 | 0 | 0 | 0 | 0 | 0 | 0 | 0 | 0 | 0 | 0 | 0 | 0 | 0 | 0 | 0 | 0 | 0 | 0 | 0
space-heating | January | weekend | 0 | 0 | 0 | 0 | 0 | 0 | 0 | 0 | 0 | 0 | 0 | 0 | 0 | 0 | 0 | 0 | 0 | 0 | 0 | 0 | 0 | 0 | 0 | 0
space-heating | February | weekend | 0 | 0 | 0 | 0 | 0 | 0 | 0 | 0 | 0 | 0 | 0 | 0 | 0 | 0 | 0 | 0 | 0 | 0 | 0 | 0 | 0 | 0 | 0 | 0
space-heating | March | weekend | 0 | 0 | 0 | 0 | 0 | 0 | 0 | 0 | 0 | 0 | 0 | 0 | 0 | 0 | 0 | 0 | 0 | 0 | 0 | 0 | 0 | 0 | 0 | 0
space-heating | April | weekend | 0 | 0 | 0 | 0 | 0 | 0 | 0 | 0 | 0 | 0 | 0 | 0 | 0 | 0 | 0 | 0 | 0 | 0 | 0 | 0 | 0 | 0 | 0 | 0
space-heating | May | weekend | 0 | 0 | 0 | 0 | 0 | 0 | 0 | 0 | 0 | 0 | 0 | 0 | 0 | 0 | 0 | 0 | 0 | 0 | 0 | 0 | 0 | 0 | 0 | 0
space-heating | June | weekend | 0 | 0 | 0 | 0 | 0 | 0 | 0 | 0 | 0 | 0 | 0 | 0 | 0 | 0 | 0 | 0 | 0 | 0 | 0 | 0 | 0 | 0 | 0 | 0
space-heating | July | weekend | 0 | 0 | 0 | 0 | 0 | 0 | 0 | 0 | 0 | 0 | 0 | 0 | 0 | 0 | 0 | 0 | 0 | 0 | 0 | 0 | 0 | 0 | 0 | 0
space-heating | August | weekend | 0 | 0 | 0 | 0 | 0 | 0 | 0 | 0 | 0 | 0 | 0 | 0 | 0 | 0 | 0 | 0 | 0 | 0 | 0 | 0 | 0 | 0 | 0 | 0
space-heating | September | weekend | 0 | 0 | 0 | 0 | 0 | 0 | 0 | 0 | 0 | 0 | 0 | 0 | 0 | 0 | 0 | 0 | 0 | 0 | 0 | 0 | 0 | 0 | 0 | 0
space-heating | October | weekend | 0 | 0 | 0 | 0 | 0 | 0 | 0 | 0 | 0 | 0 | 0 | 0 | 0 | 0 | 0 | 0 | 0 | 0 | 0 | 0 | 0 | 0 | 0 | 0
space-heating | November | weekend | 0 | 0 | 0 | 0 | 0 | 0 | 0 | 0 | 0 | 0 | 0 | 0 | 0 | 0 | 0 | 0 | 0 | 0 | 0 | 0 | 0 | 0 | 0 | 0
space-heating | December | weekend | 0 | 0 | 0 | 0 | 0 | 0 | 0 | 0 | 0 | 0 | 0 | 0 | 0 | 0 | 0 | 0 | 0 | 0 | 0 | 0 | 0 | 0 | 0 | 0
water-heating | January | week | 0 | 0 | 0 | 0 | 0 | 0 | 0 | 0 | 0 | 0 | 0 | 0 | 0 | 0 | 0 | 0 | 0 | 0 | 0 | 0 | 0 | 0 | 0 | 0
water-heating | February | week | 0 | 0 | 0 | 0 | 0 | 0 | 0 | 0 | 0 | 0 | 0 | 0 | 0 | 0 | 0 | 0 | 0 | 0 | 0 | 0 | 0 | 0 | 0 | 0
water-heating | March | week | 0 | 0 | 0 | 0 | 0 | 0 | 0 | 0 | 0 | 0 | 0 | 0 | 0 | 0 | 0 | 0 | 0 | 0 | 0 | 0 | 0 | 0 | 0 | 0
water-heating | April | week | 0 | 0 | 0 | 0 | 0 | 0 | 0 | 0 | 0 | 0 | 0 | 0 | 0 | 0 | 0 | 0 | 0 | 0 | 0 | 0 | 0 | 0 | 0 | 0
water-heating | May | week | 0 | 0 | 0 | 0 | 0 | 0 | 0 | 0 | 0 | 0 | 0 | 0 | 0 | 0 | 0 | 0 | 0 | 0 | 0 | 0 | 0 | 0 | 0 | 0
water-heating | June | week | 0 | 0 | 0 | 0 | 0 | 0 | 0 | 0 | 0 | 0 | 0 | 0 | 0 | 0 | 0 | 0 | 0 | 0 | 0 | 0 | 0 | 0 | 0 | 0
water-heating | July | week | 0 | 0 | 0 | 0 | 0 | 0 | 0 | 0 | 0 | 0 | 0 | 0 | 0 | 0 | 0 | 0 | 0 | 0 | 0 | 0 | 0 | 0 | 0 | 0
water-heating | August | week | 0 | 0 | 0 | 0 | 0 | 0 | 0 | 0 | 0 | 0 | 0 | 0 | 0 | 0 | 0 | 0 | 0 | 0 | 0 | 0 | 0 | 0 | 0 | 0
water-heating | September | week | 0 | 0 | 0 | 0 | 0 | 0 | 0 | 0 | 0 | 0 | 0 | 0 | 0 | 0 | 0 | 0 | 0 | 0 | 0 | 0 | 0 | 0 | 0 | 0
water-heating | October | week | 0 | 0 | 0 | 0 | 0 | 0 | 0 | 0 | 0 | 0 | 0 | 0 | 0 | 0 | 0 | 0 | 0 | 0 | 0 | 0 | 0 | 0 | 0 | 0
water-heating | November | week | 0 | 0 | 0 | 0 | 0 | 0 | 0 | 0 | 0 | 0 | 0 | 0 | 0 | 0 | 0 | 0 | 0 | 0 | 0 | 0 | 0 | 0 | 0 | 0
water-heating | December | week | 0 | 0 | 0 | 0 | 0 | 0 | 0 | 0 | 0 | 0 | 0 | 0 | 0 | 0 | 0 | 0 | 0 | 0 | 0 | 0 | 0 | 0 | 0 | 0
water-heating | January | peak | 0 | 0 | 0 | 0 | 0 | 0 | 0 | 0 | 0 | 0 | 0 | 0 | 0 | 0 | 0 | 0 | 0 | 0 | 0 | 0 | 0 | 0 | 0 | 0
water-heating | February | peak | 0 | 0 | 0 | 0 | 0 | 0 | 0 | 0 | 0 | 0 | 0 | 0 | 0 | 0 | 0 | 0 | 0 | 0 | 0 | 0 | 0 | 0 | 0 | 0
water-heating | March | peak | 0 | 0 | 0 | 0 | 0 | 0 | 0 | 0 | 0 | 0 | 0 | 0 | 0 | 0 | 0 | 0 | 0 | 0 | 0 | 0 | 0 | 0 | 0 | 0
water-heating | April | peak | 0 | 0 | 0 | 0 | 0 | 0 | 0 | 0 | 0 | 0 | 0 | 0 | 0 | 0 | 0 | 0 | 0 | 0 | 0 | 0 | 0 | 0 | 0 | 0
water-heating | May | peak | 0 | 0 | 0 | 0 | 0 | 0 | 0 | 0 | 0 | 0 | 0 | 0 | 0 | 0 | 0 | 0 | 0 | 0 | 0 | 0 | 0 | 0 | 0 | 0
water-heating | June | peak | 0 | 0 | 0 | 0 | 0 | 0 | 0 | 0 | 0 | 0 | 0 | 0 | 0 | 0 | 0 | 0 | 0 | 0 | 0 | 0 | 0 | 0 | 0 | 0
water-heating | July | peak | 0 | 0 | 0 | 0 | 0 | 0 | 0 | 0 | 0 | 0 | 0 | 0 | 0 | 0 | 0 | 0 | 0 | 0 | 0 | 0 | 0 | 0 | 0 | 0
water-heating | August | peak | 0 | 0 | 0 | 0 | 0 | 0 | 0 | 0 | 0 | 0 | 0 | 0 | 0 | 0 | 0 | 0 | 0 | 0 | 0 | 0 | 0 | 0 | 0 | 0
water-heating | September | peak | 0 | 0 | 0 | 0 | 0 | 0 | 0 | 0 | 0 | 0 | 0 | 0 | 0 | 0 | 0 | 0 | 0 | 0 | 0 | 0 | 0 | 0 | 0 | 0
water-heating | October | peak | 0 | 0 | 0 | 0 | 0 | 0 | 0 | 0 | 0 | 0 | 0 | 0 | 0 | 0 | 0 | 0 | 0 | 0 | 0 | 0 | 0 | 0 | 0 | 0
water-heating | November | peak | 0 | 0 | 0 | 0 | 0 | 0 | 0 | 0 | 0 | 0 | 0 | 0 | 0 | 0 | 0 | 0 | 0 | 0 | 0 | 0 | 0 | 0 | 0 | 0
water-heating | December | peak | 0 | 0 | 0 | 0 | 0 | 0 | 0 | 0 | 0 | 0 | 0 | 0 | 0 | 0 | 0 | 0 | 0 | 0 | 0 | 0 | 0 | 0 | 0 | 0
water-heating | January | weekend | 0 | 0 | 0 | 0 | 0 | 0 | 0 | 0 | 0 | 0 | 0 | 0 | 0 | 0 | 0 | 0 | 0 | 0 | 0 | 0 | 0 | 0 | 0 | 0
water-heating | February | weekend | 0 | 0 | 0 | 0 | 0 | 0 | 0 | 0 | 0 | 0 | 0 | 0 | 0 | 0 | 0 | 0 | 0 | 0 | 0 | 0 | 0 | 0 | 0 | 0
water-heating | March | weekend | 0 | 0 | 0 | 0 | 0 | 0 | 0 | 0 | 0 | 0 | 0 | 0 | 0 | 0 | 0 | 0 | 0 | 0 | 0 | 0 | 0 | 0 | 0 | 0
water-heating | April | weekend | 0 | 0 | 0 | 0 | 0 | 0 | 0 | 0 | 0 | 0 | 0 | 0 | 0 | 0 | 0 | 0 | 0 | 0 | 0 | 0 | 0 | 0 | 0 | 0
water-heating | May | weekend | 0 | 0 | 0 | 0 | 0 | 0 | 0 | 0 | 0 | 0 | 0 | 0 | 0 | 0 | 0 | 0 | 0 | 0 | 0 | 0 | 0 | 0 | 0 | 0
water-heating | June | weekend | 0 | 0 | 0 | 0 | 0 | 0 | 0 | 0 | 0 | 0 | 0 | 0 | 0 | 0 | 0 | 0 | 0 | 0 | 0 | 0 | 0 | 0 | 0 | 0
water-heating | July | weekend | 0 | 0 | 0 | 0 | 0 | 0 | 0 | 0 | 0 | 0 | 0 | 0 | 0 | 0 | 0 | 0 | 0 | 0 | 0 | 0 | 0 | 0 | 0 | 0
water-heating | August | weekend | 0 | 0 | 0 | 0 | 0 | 0 | 0 | 0 | 0 | 0 | 0 | 0 | 0 | 0 | 0 | 0 | 0 | 0 | 0 | 0 | 0 | 0 | 0 | 0
water-heating | September | weekend | 0 | 0 | 0 | 0 | 0 | 0 | 0 | 0 | 0 | 0 | 0 | 0 | 0 | 0 | 0 | 0 | 0 | 0 | 0 | 0 | 0 | 0 | 0 | 0
water-heating | October | weekend | 0 | 0 | 0 | 0 | 0 | 0 | 0 | 0 | 0 | 0 | 0 | 0 | 0 | 0 | 0 | 0 | 0 | 0 | 0 | 0 | 0 | 0 | 0 | 0
water-heating | November | weekend | 0 | 0 | 0 | 0 | 0 | 0 | 0 | 0 | 0 | 0 | 0 | 0 | 0 | 0 | 0 | 0 | 0 | 0 | 0 | 0 | 0 | 0 | 0 | 0
water-heating | December | weekend | 0 | 0 | 0 | 0 | 0 | 0 | 0 | 0 | 0 | 0 | 0 | 0 | 0 | 0 | 0 | 0 | 0 | 0 | 0 | 0 | 0 | 0 | 0 | 0
naturalgas-only | January | week | 0 | 0 | 0 | 0 | 0 | 0 | 0 | 0 | 0 | 0 | 0 | 0 | 0 | 0 | 0 | 0 | 0 | 0 | 0 | 0 | 0 | 0 | 0 | 0
naturalgas-only | February | week | 0 | 0 | 0 | 0 | 0 | 0 | 0 | 0 | 0 | 0 | 0 | 0 | 0 | 0 | 0 | 0 | 0 | 0 | 0 | 0 | 0 | 0 | 0 | 0
naturalgas-only | March | week | 0 | 0 | 0 | 0 | 0 | 0 | 0 | 0 | 0 | 0 | 0 | 0 | 0 | 0 | 0 | 0 | 0 | 0 | 0 | 0 | 0 | 0 | 0 | 0
naturalgas-only | April | week | 0 | 0 | 0 | 0 | 0 | 0 | 0 | 0 | 0 | 0 | 0 | 0 | 0 | 0 | 0 | 0 | 0 | 0 | 0 | 0 | 0 | 0 | 0 | 0
naturalgas-only | May | week | 0 | 0 | 0 | 0 | 0 | 0 | 0 | 0 | 0 | 0 | 0 | 0 | 0 | 0 | 0 | 0 | 0 | 0 | 0 | 0 | 0 | 0 | 0 | 0
naturalgas-only | June | week | 0 | 0 | 0 | 0 | 0 | 0 | 0 | 0 | 0 | 0 | 0 | 0 | 0 | 0 | 0 | 0 | 0 | 0 | 0 | 0 | 0 | 0 | 0 | 0
naturalgas-only | July | week | 0 | 0 | 0 | 0 | 0 | 0 | 0 | 0 | 0 | 0 | 0 | 0 | 0 | 0 | 0 | 0 | 0 | 0 | 0 | 0 | 0 | 0 | 0 | 0
naturalgas-only | August | week | 0 | 0 | 0 | 0 | 0 | 0 | 0 | 0 | 0 | 0 | 0 | 0 | 0 | 0 | 0 | 0 | 0 | 0 | 0 | 0 | 0 | 0 | 0 | 0
naturalgas-only | September | week | 0 | 0 | 0 | 0 | 0 | 0 | 0 | 0 | 0 | 0 | 0 | 0 | 0 | 0 | 0 | 0 | 0 | 0 | 0 | 0 | 0 | 0 | 0 | 0
naturalgas-only | October | week | 0 | 0 | 0 | 0 | 0 | 0 | 0 | 0 | 0 | 0 | 0 | 0 | 0 | 0 | 0 | 0 | 0 | 0 | 0 | 0 | 0 | 0 | 0 | 0
naturalgas-only | November | week | 0 | 0 | 0 | 0 | 0 | 0 | 0 | 0 | 0 | 0 | 0 | 0 | 0 | 0 | 0 | 0 | 0 | 0 | 0 | 0 | 0 | 0 | 0 | 0
naturalgas-only | December | week | 0 | 0 | 0 | 0 | 0 | 0 | 0 | 0 | 0 | 0 | 0 | 0 | 0 | 0 | 0 | 0 | 0 | 0 | 0 | 0 | 0 | 0 | 0 | 0
naturalgas-only | January | peak | 0 | 0 | 0 | 0 | 0 | 0 | 0 | 0 | 0 | 0 | 0 | 0 | 0 | 0 | 0 | 0 | 0 | 0 | 0 | 0 | 0 | 0 | 0 | 0
naturalgas-only | February | peak | 0 | 0 | 0 | 0 | 0 | 0 | 0 | 0 | 0 | 0 | 0 | 0 | 0 | 0 | 0 | 0 | 0 | 0 | 0 | 0 | 0 | 0 | 0 | 0
naturalgas-only | March | peak | 0 | 0 | 0 | 0 | 0 | 0 | 0 | 0 | 0 | 0 | 0 | 0 | 0 | 0 | 0 | 0 | 0 | 0 | 0 | 0 | 0 | 0 | 0 | 0
naturalgas-only | April | peak | 0 | 0 | 0 | 0 | 0 | 0 | 0 | 0 | 0 | 0 | 0 | 0 | 0 | 0 | 0 | 0 | 0 | 0 | 0 | 0 | 0 | 0 | 0 | 0
naturalgas-only | May | peak | 0 | 0 | 0 | 0 | 0 | 0 | 0 | 0 | 0 | 0 | 0 | 0 | 0 | 0 | 0 | 0 | 0 | 0 | 0 | 0 | 0 | 0 | 0 | 0
naturalgas-only | June | peak | 0 | 0 | 0 | 0 | 0 | 0 | 0 | 0 | 0 | 0 | 0 | 0 | 0 | 0 | 0 | 0 | 0 | 0 | 0 | 0 | 0 | 0 | 0 | 0
naturalgas-only | July | peak | 0 | 0 | 0 | 0 | 0 | 0 | 0 | 0 | 0 | 0 | 0 | 0 | 0 | 0 | 0 | 0 | 0 | 0 | 0 | 0 | 0 | 0 | 0 | 0
naturalgas-only | August | peak | 0 | 0 | 0 | 0 | 0 | 0 | 0 | 0 | 0 | 0 | 0 | 0 | 0 | 0 | 0 | 0 | 0 | 0 | 0 | 0 | 0 | 0 | 0 | 0
naturalgas-only | September | peak | 0 | 0 | 0 | 0 | 0 | 0 | 0 | 0 | 0 | 0 | 0 | 0 | 0 | 0 | 0 | 0 | 0 | 0 | 0 | 0 | 0 | 0 | 0 | 0
naturalgas-only | October | peak | 0 | 0 | 0 | 0 | 0 | 0 | 0 | 0 | 0 | 0 | 0 | 0 | 0 | 0 | 0 | 0 | 0 | 0 | 0 | 0 | 0 | 0 | 0 | 0
naturalgas-only | November | peak | 0 | 0 | 0 | 0 | 0 | 0 | 0 | 0 | 0 | 0 | 0 | 0 | 0 | 0 | 0 | 0 | 0 | 0 | 0 | 0 | 0 | 0 | 0 | 0
naturalgas-only | December | peak | 0 | 0 | 0 | 0 | 0 | 0 | 0 | 0 | 0 | 0 | 0 | 0 | 0 | 0 | 0 | 0 | 0 | 0 | 0 | 0 | 0 | 0 | 0 | 0
naturalgas-only | January | weekend | 0 | 0 | 0 | 0 | 0 | 0 | 0 | 0 | 0 | 0 | 0 | 0 | 0 | 0 | 0 | 0 | 0 | 0 | 0 | 0 | 0 | 0 | 0 | 0
naturalgas-only | February | weekend | 0 | 0 | 0 | 0 | 0 | 0 | 0 | 0 | 0 | 0 | 0 | 0 | 0 | 0 | 0 | 0 | 0 | 0 | 0 | 0 | 0 | 0 | 0 | 0
naturalgas-only | March | weekend | 0 | 0 | 0 | 0 | 0 | 0 | 0 | 0 | 0 | 0 | 0 | 0 | 0 | 0 | 0 | 0 | 0 | 0 | 0 | 0 | 0 | 0 | 0 | 0
naturalgas-only | April | weekend | 0 | 0 | 0 | 0 | 0 | 0 | 0 | 0 | 0 | 0 | 0 | 0 | 0 | 0 | 0 | 0 | 0 | 0 | 0 | 0 | 0 | 0 | 0 | 0
naturalgas-only | May | weekend | 0 | 0 | 0 | 0 | 0 | 0 | 0 | 0 | 0 | 0 | 0 | 0 | 0 | 0 | 0 | 0 | 0 | 0 | 0 | 0 | 0 | 0 | 0 | 0
naturalgas-only | June | weekend | 0 | 0 | 0 | 0 | 0 | 0 | 0 | 0 | 0 | 0 | 0 | 0 | 0 | 0 | 0 | 0 | 0 | 0 | 0 | 0 | 0 | 0 | 0 | 0
naturalgas-only | July | weekend | 0 | 0 | 0 | 0 | 0 | 0 | 0 | 0 | 0 | 0 | 0 | 0 | 0 | 0 | 0 | 0 | 0 | 0 | 0 | 0 | 0 | 0 | 0 | 0
naturalgas-only | August | weekend | 0 | 0 | 0 | 0 | 0 | 0 | 0 | 0 | 0 | 0 | 0 | 0 | 0 | 0 | 0 | 0 | 0 | 0 | 0 | 0 | 0 | 0 | 0 | 0
naturalgas-only | September | weekend | 0 | 0 | 0 | 0 | 0 | 0 | 0 | 0 | 0 | 0 | 0 | 0 | 0 | 0 | 0 | 0 | 0 | 0 | 0 | 0 | 0 | 0 | 0 | 0
naturalgas-only | October | weekend | 0 | 0 | 0 | 0 | 0 | 0 | 0 | 0 | 0 | 0 | 0 | 0 | 0 | 0 | 0 | 0 | 0 | 0 | 0 | 0 | 0 | 0 | 0 | 0
naturalgas-only | November | weekend | 0 | 0 | 0 | 0 | 0 | 0 | 0 | 0 | 0 | 0 | 0 | 0 | 0 | 0 | 0 | 0 | 0 | 0 | 0 | 0 | 0 | 0 | 0 | 0
naturalgas-only | December | weekend | 0 | 0 | 0 | 0 | 0 | 0 | 0 | 0 | 0 | 0 | 0 | 0 | 0 | 0 | 0 | 0 | 0 | 0 | 0 | 0 | 0 | 0 | 0 | 0

## LoadInput_N10_P
|  |  | 1 | 2 | 3 | 4 | 5 | 6 | 7 | 8 | 9 | 10 | 11 | 12 | 13 | 14 | 15 | 16 | 17 | 18 | 19 | 20 | 21 | 22 | 23 | 24
electricity-only | January | week | 0 | 0 | 0 | 0 | 0 | 0 | 0 | 0 | 0 | 0 | 0 | 0 | 0 | 0 | 0 | 0 | 0 | 0 | 0 | 0 | 0 | 0 | 0 | 0
electricity-only | February | week | 0 | 0 | 0 | 0 | 0 | 0 | 0 | 0 | 0 | 0 | 0 | 0 | 0 | 0 | 0 | 0 | 0 | 0 | 0 | 0 | 0 | 0 | 0 | 0
electricity-only | March | week | 0 | 0 | 0 | 0 | 0 | 0 | 0 | 0 | 0 | 0 | 0 | 0 | 0 | 0 | 0 | 0 | 0 | 0 | 0 | 0 | 0 | 0 | 0 | 0
electricity-only | April | week | 0 | 0 | 0 | 0 | 0 | 0 | 0 | 0 | 0 | 0 | 0 | 0 | 0 | 0 | 0 | 0 | 0 | 0 | 0 | 0 | 0 | 0 | 0 | 0
electricity-only | May | week | 0 | 0 | 0 | 0 | 0 | 0 | 0 | 0 | 0 | 0 | 0 | 0 | 0 | 0 | 0 | 0 | 0 | 0 | 0 | 0 | 0 | 0 | 0 | 0
electricity-only | June | week | 0 | 0 | 0 | 0 | 0 | 0 | 0 | 0 | 0 | 0 | 0 | 0 | 0 | 0 | 0 | 0 | 0 | 0 | 0 | 0 | 0 | 0 | 0 | 0
electricity-only | July | week | 0 | 0 | 0 | 0 | 0 | 0 | 0 | 0 | 0 | 0 | 0 | 0 | 0 | 0 | 0 | 0 | 0 | 0 | 0 | 0 | 0 | 0 | 0 | 0
electricity-only | August | week | 0 | 0 | 0 | 0 | 0 | 0 | 0 | 0 | 0 | 0 | 0 | 0 | 0 | 0 | 0 | 0 | 0 | 0 | 0 | 0 | 0 | 0 | 0 | 0
electricity-only | September | week | 0 | 0 | 0 | 0 | 0 | 0 | 0 | 0 | 0 | 0 | 0 | 0 | 0 | 0 | 0 | 0 | 0 | 0 | 0 | 0 | 0 | 0 | 0 | 0
electricity-only | October | week | 0 | 0 | 0 | 0 | 0 | 0 | 0 | 0 | 0 | 0 | 0 | 0 | 0 | 0 | 0 | 0 | 0 | 0 | 0 | 0 | 0 | 0 | 0 | 0
electricity-only | November | week | 0 | 0 | 0 | 0 | 0 | 0 | 0 | 0 | 0 | 0 | 0 | 0 | 0 | 0 | 0 | 0 | 0 | 0 | 0 | 0 | 0 | 0 | 0 | 0
electricity-only | December | week | 0 | 0 | 0 | 0 | 0 | 0 | 0 | 0 | 0 | 0 | 0 | 0 | 0 | 0 | 0 | 0 | 0 | 0 | 0 | 0 | 0 | 0 | 0 | 0
electricity-only | January | peak | 0 | 0 | 0 | 0 | 0 | 0 | 0 | 0 | 0 | 0 | 0 | 0 | 0 | 0 | 0 | 0 | 0 | 0 | 0 | 0 | 0 | 0 | 0 | 0
electricity-only | February | peak | 0 | 0 | 0 | 0 | 0 | 0 | 0 | 0 | 0 | 0 | 0 | 0 | 0 | 0 | 0 | 0 | 0 | 0 | 0 | 0 | 0 | 0 | 0 | 0
electricity-only | March | peak | 0 | 0 | 0 | 0 | 0 | 0 | 0 | 0 | 0 | 0 | 0 | 0 | 0 | 0 | 0 | 0 | 0 | 0 | 0 | 0 | 0 | 0 | 0 | 0
electricity-only | April | peak | 0 | 0 | 0 | 0 | 0 | 0 | 0 | 0 | 0 | 0 | 0 | 0 | 0 | 0 | 0 | 0 | 0 | 0 | 0 | 0 | 0 | 0 | 0 | 0
electricity-only | May | peak | 0 | 0 | 0 | 0 | 0 | 0 | 0 | 0 | 0 | 0 | 0 | 0 | 0 | 0 | 0 | 0 | 0 | 0 | 0 | 0 | 0 | 0 | 0 | 0
electricity-only | June | peak | 0 | 0 | 0 | 0 | 0 | 0 | 0 | 0 | 0 | 0 | 0 | 0 | 0 | 0 | 0 | 0 | 0 | 0 | 0 | 0 | 0 | 0 | 0 | 0
electricity-only | July | peak | 0 | 0 | 0 | 0 | 0 | 0 | 0 | 0 | 0 | 0 | 0 | 0 | 0 | 0 | 0 | 0 | 0 | 0 | 0 | 0 | 0 | 0 | 0 | 0
electricity-only | August | peak | 0 | 0 | 0 | 0 | 0 | 0 | 0 | 0 | 0 | 0 | 0 | 0 | 0 | 0 | 0 | 0 | 0 | 0 | 0 | 0 | 0 | 0 | 0 | 0
electricity-only | September | peak | 0 | 0 | 0 | 0 | 0 | 0 | 0 | 0 | 0 | 0 | 0 | 0 | 0 | 0 | 0 | 0 | 0 | 0 | 0 | 0 | 0 | 0 | 0 | 0
electricity-only | October | peak | 0 | 0 | 0 | 0 | 0 | 0 | 0 | 0 | 0 | 0 | 0 | 0 | 0 | 0 | 0 | 0 | 0 | 0 | 0 | 0 | 0 | 0 | 0 | 0
electricity-only | November | peak | 0 | 0 | 0 | 0 | 0 | 0 | 0 | 0 | 0 | 0 | 0 | 0 | 0 | 0 | 0 | 0 | 0 | 0 | 0 | 0 | 0 | 0 | 0 | 0
electricity-only | December | peak | 0 | 0 | 0 | 0 | 0 | 0 | 0 | 0 | 0 | 0 | 0 | 0 | 0 | 0 | 0 | 0 | 0 | 0 | 0 | 0 | 0 | 0 | 0 | 0
electricity-only | January | weekend | 0 | 0 | 0 | 0 | 0 | 0 | 0 | 0 | 0 | 0 | 0 | 0 | 0 | 0 | 0 | 0 | 0 | 0 | 0 | 0 | 0 | 0 | 0 | 0
electricity-only | February | weekend | 0 | 0 | 0 | 0 | 0 | 0 | 0 | 0 | 0 | 0 | 0 | 0 | 0 | 0 | 0 | 0 | 0 | 0 | 0 | 0 | 0 | 0 | 0 | 0
electricity-only | March | weekend | 0 | 0 | 0 | 0 | 0 | 0 | 0 | 0 | 0 | 0 | 0 | 0 | 0 | 0 | 0 | 0 | 0 | 0 | 0 | 0 | 0 | 0 | 0 | 0
electricity-only | April | weekend | 0 | 0 | 0 | 0 | 0 | 0 | 0 | 0 | 0 | 0 | 0 | 0 | 0 | 0 | 0 | 0 | 0 | 0 | 0 | 0 | 0 | 0 | 0 | 0
electricity-only | May | weekend | 0 | 0 | 0 | 0 | 0 | 0 | 0 | 0 | 0 | 0 | 0 | 0 | 0 | 0 | 0 | 0 | 0 | 0 | 0 | 0 | 0 | 0 | 0 | 0
electricity-only | June | weekend | 0 | 0 | 0 | 0 | 0 | 0 | 0 | 0 | 0 | 0 | 0 | 0 | 0 | 0 | 0 | 0 | 0 | 0 | 0 | 0 | 0 | 0 | 0 | 0
electricity-only | July | weekend | 0 | 0 | 0 | 0 | 0 | 0 | 0 | 0 | 0 | 0 | 0 | 0 | 0 | 0 | 0 | 0 | 0 | 0 | 0 | 0 | 0 | 0 | 0 | 0
electricity-only | August | weekend | 0 | 0 | 0 | 0 | 0 | 0 | 0 | 0 | 0 | 0 | 0 | 0 | 0 | 0 | 0 | 0 | 0 | 0 | 0 | 0 | 0 | 0 | 0 | 0
electricity-only | September | weekend | 0 | 0 | 0 | 0 | 0 | 0 | 0 | 0 | 0 | 0 | 0 | 0 | 0 | 0 | 0 | 0 | 0 | 0 | 0 | 0 | 0 | 0 | 0 | 0
electricity-only | October | weekend | 0 | 0 | 0 | 0 | 0 | 0 | 0 | 0 | 0 | 0 | 0 | 0 | 0 | 0 | 0 | 0 | 0 | 0 | 0 | 0 | 0 | 0 | 0 | 0
electricity-only | November | weekend | 0 | 0 | 0 | 0 | 0 | 0 | 0 | 0 | 0 | 0 | 0 | 0 | 0 | 0 | 0 | 0 | 0 | 0 | 0 | 0 | 0 | 0 | 0 | 0
electricity-only | December | weekend | 0 | 0 | 0 | 0 | 0 | 0 | 0 | 0 | 0 | 0 | 0 | 0 | 0 | 0 | 0 | 0 | 0 | 0 | 0 | 0 | 0 | 0 | 0 | 0
cooling | January | week | 0 | 0 | 0 | 0 | 0 | 0 | 0 | 0 | 0 | 0 | 0 | 0 | 0 | 0 | 0 | 0 | 0 | 0 | 0 | 0 | 0 | 0 | 0 | 0
cooling | February | week | 0 | 0 | 0 | 0 | 0 | 0 | 0 | 0 | 0 | 0 | 0 | 0 | 0 | 0 | 0 | 0 | 0 | 0 | 0 | 0 | 0 | 0 | 0 | 0
cooling | March | week | 0 | 0 | 0 | 0 | 0 | 0 | 0 | 0 | 0 | 0 | 0 | 0 | 0 | 0 | 0 | 0 | 0 | 0 | 0 | 0 | 0 | 0 | 0 | 0
cooling | April | week | 0 | 0 | 0 | 0 | 0 | 0 | 0 | 0 | 0 | 0 | 0 | 0 | 0 | 0 | 0 | 0 | 0 | 0 | 0 | 0 | 0 | 0 | 0 | 0
cooling | May | week | 0 | 0 | 0 | 0 | 0 | 0 | 0 | 0 | 0 | 0 | 0 | 0 | 0 | 0 | 0 | 0 | 0 | 0 | 0 | 0 | 0 | 0 | 0 | 0
cooling | June | week | 0 | 0 | 0 | 0 | 0 | 0 | 0 | 0 | 0 | 0 | 0 | 0 | 0 | 0 | 0 | 0 | 0 | 0 | 0 | 0 | 0 | 0 | 0 | 0
cooling | July | week | 0 | 0 | 0 | 0 | 0 | 0 | 0 | 0 | 0 | 0 | 0 | 0 | 0 | 0 | 0 | 0 | 0 | 0 | 0 | 0 | 0 | 0 | 0 | 0
cooling | August | week | 0 | 0 | 0 | 0 | 0 | 0 | 0 | 0 | 0 | 0 | 0 | 0 | 0 | 0 | 0 | 0 | 0 | 0 | 0 | 0 | 0 | 0 | 0 | 0
cooling | September | week | 0 | 0 | 0 | 0 | 0 | 0 | 0 | 0 | 0 | 0 | 0 | 0 | 0 | 0 | 0 | 0 | 0 | 0 | 0 | 0 | 0 | 0 | 0 | 0
cooling | October | week | 0 | 0 | 0 | 0 | 0 | 0 | 0 | 0 | 0 | 0 | 0 | 0 | 0 | 0 | 0 | 0 | 0 | 0 | 0 | 0 | 0 | 0 | 0 | 0
cooling | November | week | 0 | 0 | 0 | 0 | 0 | 0 | 0 | 0 | 0 | 0 | 0 | 0 | 0 | 0 | 0 | 0 | 0 | 0 | 0 | 0 | 0 | 0 | 0 | 0
cooling | December | week | 0 | 0 | 0 | 0 | 0 | 0 | 0 | 0 | 0 | 0 | 0 | 0 | 0 | 0 | 0 | 0 | 0 | 0 | 0 | 0 | 0 | 0 | 0 | 0
cooling | January | peak | 0 | 0 | 0 | 0 | 0 | 0 | 0 | 0 | 0 | 0 | 0 | 0 | 0 | 0 | 0 | 0 | 0 | 0 | 0 | 0 | 0 | 0 | 0 | 0
cooling | February | peak | 0 | 0 | 0 | 0 | 0 | 0 | 0 | 0 | 0 | 0 | 0 | 0 | 0 | 0 | 0 | 0 | 0 | 0 | 0 | 0 | 0 | 0 | 0 | 0
cooling | March | peak | 0 | 0 | 0 | 0 | 0 | 0 | 0 | 0 | 0 | 0 | 0 | 0 | 0 | 0 | 0 | 0 | 0 | 0 | 0 | 0 | 0 | 0 | 0 | 0
cooling | April | peak | 0 | 0 | 0 | 0 | 0 | 0 | 0 | 0 | 0 | 0 | 0 | 0 | 0 | 0 | 0 | 0 | 0 | 0 | 0 | 0 | 0 | 0 | 0 | 0
cooling | May | peak | 0 | 0 | 0 | 0 | 0 | 0 | 0 | 0 | 0 | 0 | 0 | 0 | 0 | 0 | 0 | 0 | 0 | 0 | 0 | 0 | 0 | 0 | 0 | 0
cooling | June | peak | 0 | 0 | 0 | 0 | 0 | 0 | 0 | 0 | 0 | 0 | 0 | 0 | 0 | 0 | 0 | 0 | 0 | 0 | 0 | 0 | 0 | 0 | 0 | 0
cooling | July | peak | 0 | 0 | 0 | 0 | 0 | 0 | 0 | 0 | 0 | 0 | 0 | 0 | 0 | 0 | 0 | 0 | 0 | 0 | 0 | 0 | 0 | 0 | 0 | 0
cooling | August | peak | 0 | 0 | 0 | 0 | 0 | 0 | 0 | 0 | 0 | 0 | 0 | 0 | 0 | 0 | 0 | 0 | 0 | 0 | 0 | 0 | 0 | 0 | 0 | 0
cooling | September | peak | 0 | 0 | 0 | 0 | 0 | 0 | 0 | 0 | 0 | 0 | 0 | 0 | 0 | 0 | 0 | 0 | 0 | 0 | 0 | 0 | 0 | 0 | 0 | 0
cooling | October | peak | 0 | 0 | 0 | 0 | 0 | 0 | 0 | 0 | 0 | 0 | 0 | 0 | 0 | 0 | 0 | 0 | 0 | 0 | 0 | 0 | 0 | 0 | 0 | 0
cooling | November | peak | 0 | 0 | 0 | 0 | 0 | 0 | 0 | 0 | 0 | 0 | 0 | 0 | 0 | 0 | 0 | 0 | 0 | 0 | 0 | 0 | 0 | 0 | 0 | 0
cooling | December | peak | 0 | 0 | 0 | 0 | 0 | 0 | 0 | 0 | 0 | 0 | 0 | 0 | 0 | 0 | 0 | 0 | 0 | 0 | 0 | 0 | 0 | 0 | 0 | 0
cooling | January | weekend | 0 | 0 | 0 | 0 | 0 | 0 | 0 | 0 | 0 | 0 | 0 | 0 | 0 | 0 | 0 | 0 | 0 | 0 | 0 | 0 | 0 | 0 | 0 | 0
cooling | February | weekend | 0 | 0 | 0 | 0 | 0 | 0 | 0 | 0 | 0 | 0 | 0 | 0 | 0 | 0 | 0 | 0 | 0 | 0 | 0 | 0 | 0 | 0 | 0 | 0
cooling | March | weekend | 0 | 0 | 0 | 0 | 0 | 0 | 0 | 0 | 0 | 0 | 0 | 0 | 0 | 0 | 0 | 0 | 0 | 0 | 0 | 0 | 0 | 0 | 0 | 0
cooling | April | weekend | 0 | 0 | 0 | 0 | 0 | 0 | 0 | 0 | 0 | 0 | 0 | 0 | 0 | 0 | 0 | 0 | 0 | 0 | 0 | 0 | 0 | 0 | 0 | 0
cooling | May | weekend | 0 | 0 | 0 | 0 | 0 | 0 | 0 | 0 | 0 | 0 | 0 | 0 | 0 | 0 | 0 | 0 | 0 | 0 | 0 | 0 | 0 | 0 | 0 | 0
cooling | June | weekend | 0 | 0 | 0 | 0 | 0 | 0 | 0 | 0 | 0 | 0 | 0 | 0 | 0 | 0 | 0 | 0 | 0 | 0 | 0 | 0 | 0 | 0 | 0 | 0
cooling | July | weekend | 0 | 0 | 0 | 0 | 0 | 0 | 0 | 0 | 0 | 0 | 0 | 0 | 0 | 0 | 0 | 0 | 0 | 0 | 0 | 0 | 0 | 0 | 0 | 0
cooling | August | weekend | 0 | 0 | 0 | 0 | 0 | 0 | 0 | 0 | 0 | 0 | 0 | 0 | 0 | 0 | 0 | 0 | 0 | 0 | 0 | 0 | 0 | 0 | 0 | 0
cooling | September | weekend | 0 | 0 | 0 | 0 | 0 | 0 | 0 | 0 | 0 | 0 | 0 | 0 | 0 | 0 | 0 | 0 | 0 | 0 | 0 | 0 | 0 | 0 | 0 | 0
cooling | October | weekend | 0 | 0 | 0 | 0 | 0 | 0 | 0 | 0 | 0 | 0 | 0 | 0 | 0 | 0 | 0 | 0 | 0 | 0 | 0 | 0 | 0 | 0 | 0 | 0
cooling | November | weekend | 0 | 0 | 0 | 0 | 0 | 0 | 0 | 0 | 0 | 0 | 0 | 0 | 0 | 0 | 0 | 0 | 0 | 0 | 0 | 0 | 0 | 0 | 0 | 0
cooling | December | weekend | 0 | 0 | 0 | 0 | 0 | 0 | 0 | 0 | 0 | 0 | 0 | 0 | 0 | 0 | 0 | 0 | 0 | 0 | 0 | 0 | 0 | 0 | 0 | 0
refrigeration | January | week | 0 | 0 | 0 | 0 | 0 | 0 | 0 | 0 | 0 | 0 | 0 | 0 | 0 | 0 | 0 | 0 | 0 | 0 | 0 | 0 | 0 | 0 | 0 | 0
refrigeration | February | week | 0 | 0 | 0 | 0 | 0 | 0 | 0 | 0 | 0 | 0 | 0 | 0 | 0 | 0 | 0 | 0 | 0 | 0 | 0 | 0 | 0 | 0 | 0 | 0
refrigeration | March | week | 0 | 0 | 0 | 0 | 0 | 0 | 0 | 0 | 0 | 0 | 0 | 0 | 0 | 0 | 0 | 0 | 0 | 0 | 0 | 0 | 0 | 0 | 0 | 0
refrigeration | April | week | 0 | 0 | 0 | 0 | 0 | 0 | 0 | 0 | 0 | 0 | 0 | 0 | 0 | 0 | 0 | 0 | 0 | 0 | 0 | 0 | 0 | 0 | 0 | 0
refrigeration | May | week | 0 | 0 | 0 | 0 | 0 | 0 | 0 | 0 | 0 | 0 | 0 | 0 | 0 | 0 | 0 | 0 | 0 | 0 | 0 | 0 | 0 | 0 | 0 | 0
refrigeration | June | week | 0 | 0 | 0 | 0 | 0 | 0 | 0 | 0 | 0 | 0 | 0 | 0 | 0 | 0 | 0 | 0 | 0 | 0 | 0 | 0 | 0 | 0 | 0 | 0
refrigeration | July | week | 0 | 0 | 0 | 0 | 0 | 0 | 0 | 0 | 0 | 0 | 0 | 0 | 0 | 0 | 0 | 0 | 0 | 0 | 0 | 0 | 0 | 0 | 0 | 0
refrigeration | August | week | 0 | 0 | 0 | 0 | 0 | 0 | 0 | 0 | 0 | 0 | 0 | 0 | 0 | 0 | 0 | 0 | 0 | 0 | 0 | 0 | 0 | 0 | 0 | 0
refrigeration | September | week | 0 | 0 | 0 | 0 | 0 | 0 | 0 | 0 | 0 | 0 | 0 | 0 | 0 | 0 | 0 | 0 | 0 | 0 | 0 | 0 | 0 | 0 | 0 | 0
refrigeration | October | week | 0 | 0 | 0 | 0 | 0 | 0 | 0 | 0 | 0 | 0 | 0 | 0 | 0 | 0 | 0 | 0 | 0 | 0 | 0 | 0 | 0 | 0 | 0 | 0
refrigeration | November | week | 0 | 0 | 0 | 0 | 0 | 0 | 0 | 0 | 0 | 0 | 0 | 0 | 0 | 0 | 0 | 0 | 0 | 0 | 0 | 0 | 0 | 0 | 0 | 0
refrigeration | December | week | 0 | 0 | 0 | 0 | 0 | 0 | 0 | 0 | 0 | 0 | 0 | 0 | 0 | 0 | 0 | 0 | 0 | 0 | 0 | 0 | 0 | 0 | 0 | 0
refrigeration | January | peak | 0 | 0 | 0 | 0 | 0 | 0 | 0 | 0 | 0 | 0 | 0 | 0 | 0 | 0 | 0 | 0 | 0 | 0 | 0 | 0 | 0 | 0 | 0 | 0
refrigeration | February | peak | 0 | 0 | 0 | 0 | 0 | 0 | 0 | 0 | 0 | 0 | 0 | 0 | 0 | 0 | 0 | 0 | 0 | 0 | 0 | 0 | 0 | 0 | 0 | 0
refrigeration | March | peak | 0 | 0 | 0 | 0 | 0 | 0 | 0 | 0 | 0 | 0 | 0 | 0 | 0 | 0 | 0 | 0 | 0 | 0 | 0 | 0 | 0 | 0 | 0 | 0
refrigeration | April | peak | 0 | 0 | 0 | 0 | 0 | 0 | 0 | 0 | 0 | 0 | 0 | 0 | 0 | 0 | 0 | 0 | 0 | 0 | 0 | 0 | 0 | 0 | 0 | 0
refrigeration | May | peak | 0 | 0 | 0 | 0 | 0 | 0 | 0 | 0 | 0 | 0 | 0 | 0 | 0 | 0 | 0 | 0 | 0 | 0 | 0 | 0 | 0 | 0 | 0 | 0
refrigeration | June | peak | 0 | 0 | 0 | 0 | 0 | 0 | 0 | 0 | 0 | 0 | 0 | 0 | 0 | 0 | 0 | 0 | 0 | 0 | 0 | 0 | 0 | 0 | 0 | 0
refrigeration | July | peak | 0 | 0 | 0 | 0 | 0 | 0 | 0 | 0 | 0 | 0 | 0 | 0 | 0 | 0 | 0 | 0 | 0 | 0 | 0 | 0 | 0 | 0 | 0 | 0
refrigeration | August | peak | 0 | 0 | 0 | 0 | 0 | 0 | 0 | 0 | 0 | 0 | 0 | 0 | 0 | 0 | 0 | 0 | 0 | 0 | 0 | 0 | 0 | 0 | 0 | 0
refrigeration | September | peak | 0 | 0 | 0 | 0 | 0 | 0 | 0 | 0 | 0 | 0 | 0 | 0 | 0 | 0 | 0 | 0 | 0 | 0 | 0 | 0 | 0 | 0 | 0 | 0
refrigeration | October | peak | 0 | 0 | 0 | 0 | 0 | 0 | 0 | 0 | 0 | 0 | 0 | 0 | 0 | 0 | 0 | 0 | 0 | 0 | 0 | 0 | 0 | 0 | 0 | 0
refrigeration | November | peak | 0 | 0 | 0 | 0 | 0 | 0 | 0 | 0 | 0 | 0 | 0 | 0 | 0 | 0 | 0 | 0 | 0 | 0 | 0 | 0 | 0 | 0 | 0 | 0
refrigeration | December | peak | 0 | 0 | 0 | 0 | 0 | 0 | 0 | 0 | 0 | 0 | 0 | 0 | 0 | 0 | 0 | 0 | 0 | 0 | 0 | 0 | 0 | 0 | 0 | 0
refrigeration | January | weekend | 0 | 0 | 0 | 0 | 0 | 0 | 0 | 0 | 0 | 0 | 0 | 0 | 0 | 0 | 0 | 0 | 0 | 0 | 0 | 0 | 0 | 0 | 0 | 0
refrigeration | February | weekend | 0 | 0 | 0 | 0 | 0 | 0 | 0 | 0 | 0 | 0 | 0 | 0 | 0 | 0 | 0 | 0 | 0 | 0 | 0 | 0 | 0 | 0 | 0 | 0
refrigeration | March | weekend | 0 | 0 | 0 | 0 | 0 | 0 | 0 | 0 | 0 | 0 | 0 | 0 | 0 | 0 | 0 | 0 | 0 | 0 | 0 | 0 | 0 | 0 | 0 | 0
refrigeration | April | weekend | 0 | 0 | 0 | 0 | 0 | 0 | 0 | 0 | 0 | 0 | 0 | 0 | 0 | 0 | 0 | 0 | 0 | 0 | 0 | 0 | 0 | 0 | 0 | 0
refrigeration | May | weekend | 0 | 0 | 0 | 0 | 0 | 0 | 0 | 0 | 0 | 0 | 0 | 0 | 0 | 0 | 0 | 0 | 0 | 0 | 0 | 0 | 0 | 0 | 0 | 0
refrigeration | June | weekend | 0 | 0 | 0 | 0 | 0 | 0 | 0 | 0 | 0 | 0 | 0 | 0 | 0 | 0 | 0 | 0 | 0 | 0 | 0 | 0 | 0 | 0 | 0 | 0
refrigeration | July | weekend | 0 | 0 | 0 | 0 | 0 | 0 | 0 | 0 | 0 | 0 | 0 | 0 | 0 | 0 | 0 | 0 | 0 | 0 | 0 | 0 | 0 | 0 | 0 | 0
refrigeration | August | weekend | 0 | 0 | 0 | 0 | 0 | 0 | 0 | 0 | 0 | 0 | 0 | 0 | 0 | 0 | 0 | 0 | 0 | 0 | 0 | 0 | 0 | 0 | 0 | 0
refrigeration | September | weekend | 0 | 0 | 0 | 0 | 0 | 0 | 0 | 0 | 0 | 0 | 0 | 0 | 0 | 0 | 0 | 0 | 0 | 0 | 0 | 0 | 0 | 0 | 0 | 0
refrigeration | October | weekend | 0 | 0 | 0 | 0 | 0 | 0 | 0 | 0 | 0 | 0 | 0 | 0 | 0 | 0 | 0 | 0 | 0 | 0 | 0 | 0 | 0 | 0 | 0 | 0
refrigeration | November | weekend | 0 | 0 | 0 | 0 | 0 | 0 | 0 | 0 | 0 | 0 | 0 | 0 | 0 | 0 | 0 | 0 | 0 | 0 | 0 | 0 | 0 | 0 | 0 | 0
refrigeration | December | weekend | 0 | 0 | 0 | 0 | 0 | 0 | 0 | 0 | 0 | 0 | 0 | 0 | 0 | 0 | 0 | 0 | 0 | 0 | 0 | 0 | 0 | 0 | 0 | 0
space-heating | January | week | 0 | 0 | 0 | 0 | 0 | 0 | 0 | 0 | 0 | 0 | 0 | 0 | 0 | 0 | 0 | 0 | 0 | 0 | 0 | 0 | 0 | 0 | 0 | 0
space-heating | February | week | 0 | 0 | 0 | 0 | 0 | 0 | 0 | 0 | 0 | 0 | 0 | 0 | 0 | 0 | 0 | 0 | 0 | 0 | 0 | 0 | 0 | 0 | 0 | 0
space-heating | March | week | 0 | 0 | 0 | 0 | 0 | 0 | 0 | 0 | 0 | 0 | 0 | 0 | 0 | 0 | 0 | 0 | 0 | 0 | 0 | 0 | 0 | 0 | 0 | 0
space-heating | April | week | 0 | 0 | 0 | 0 | 0 | 0 | 0 | 0 | 0 | 0 | 0 | 0 | 0 | 0 | 0 | 0 | 0 | 0 | 0 | 0 | 0 | 0 | 0 | 0
space-heating | May | week | 0 | 0 | 0 | 0 | 0 | 0 | 0 | 0 | 0 | 0 | 0 | 0 | 0 | 0 | 0 | 0 | 0 | 0 | 0 | 0 | 0 | 0 | 0 | 0
space-heating | June | week | 0 | 0 | 0 | 0 | 0 | 0 | 0 | 0 | 0 | 0 | 0 | 0 | 0 | 0 | 0 | 0 | 0 | 0 | 0 | 0 | 0 | 0 | 0 | 0
space-heating | July | week | 0 | 0 | 0 | 0 | 0 | 0 | 0 | 0 | 0 | 0 | 0 | 0 | 0 | 0 | 0 | 0 | 0 | 0 | 0 | 0 | 0 | 0 | 0 | 0
space-heating | August | week | 0 | 0 | 0 | 0 | 0 | 0 | 0 | 0 | 0 | 0 | 0 | 0 | 0 | 0 | 0 | 0 | 0 | 0 | 0 | 0 | 0 | 0 | 0 | 0
space-heating | September | week | 0 | 0 | 0 | 0 | 0 | 0 | 0 | 0 | 0 | 0 | 0 | 0 | 0 | 0 | 0 | 0 | 0 | 0 | 0 | 0 | 0 | 0 | 0 | 0
space-heating | October | week | 0 | 0 | 0 | 0 | 0 | 0 | 0 | 0 | 0 | 0 | 0 | 0 | 0 | 0 | 0 | 0 | 0 | 0 | 0 | 0 | 0 | 0 | 0 | 0
space-heating | November | week | 0 | 0 | 0 | 0 | 0 | 0 | 0 | 0 | 0 | 0 | 0 | 0 | 0 | 0 | 0 | 0 | 0 | 0 | 0 | 0 | 0 | 0 | 0 | 0
space-heating | December | week | 0 | 0 | 0 | 0 | 0 | 0 | 0 | 0 | 0 | 0 | 0 | 0 | 0 | 0 | 0 | 0 | 0 | 0 | 0 | 0 | 0 | 0 | 0 | 0
space-heating | January | peak | 0 | 0 | 0 | 0 | 0 | 0 | 0 | 0 | 0 | 0 | 0 | 0 | 0 | 0 | 0 | 0 | 0 | 0 | 0 | 0 | 0 | 0 | 0 | 0
space-heating | February | peak | 0 | 0 | 0 | 0 | 0 | 0 | 0 | 0 | 0 | 0 | 0 | 0 | 0 | 0 | 0 | 0 | 0 | 0 | 0 | 0 | 0 | 0 | 0 | 0
space-heating | March | peak | 0 | 0 | 0 | 0 | 0 | 0 | 0 | 0 | 0 | 0 | 0 | 0 | 0 | 0 | 0 | 0 | 0 | 0 | 0 | 0 | 0 | 0 | 0 | 0
space-heating | April | peak | 0 | 0 | 0 | 0 | 0 | 0 | 0 | 0 | 0 | 0 | 0 | 0 | 0 | 0 | 0 | 0 | 0 | 0 | 0 | 0 | 0 | 0 | 0 | 0
space-heating | May | peak | 0 | 0 | 0 | 0 | 0 | 0 | 0 | 0 | 0 | 0 | 0 | 0 | 0 | 0 | 0 | 0 | 0 | 0 | 0 | 0 | 0 | 0 | 0 | 0
space-heating | June | peak | 0 | 0 | 0 | 0 | 0 | 0 | 0 | 0 | 0 | 0 | 0 | 0 | 0 | 0 | 0 | 0 | 0 | 0 | 0 | 0 | 0 | 0 | 0 | 0
space-heating | July | peak | 0 | 0 | 0 | 0 | 0 | 0 | 0 | 0 | 0 | 0 | 0 | 0 | 0 | 0 | 0 | 0 | 0 | 0 | 0 | 0 | 0 | 0 | 0 | 0
space-heating | August | peak | 0 | 0 | 0 | 0 | 0 | 0 | 0 | 0 | 0 | 0 | 0 | 0 | 0 | 0 | 0 | 0 | 0 | 0 | 0 | 0 | 0 | 0 | 0 | 0
space-heating | September | peak | 0 | 0 | 0 | 0 | 0 | 0 | 0 | 0 | 0 | 0 | 0 | 0 | 0 | 0 | 0 | 0 | 0 | 0 | 0 | 0 | 0 | 0 | 0 | 0
space-heating | October | peak | 0 | 0 | 0 | 0 | 0 | 0 | 0 | 0 | 0 | 0 | 0 | 0 | 0 | 0 | 0 | 0 | 0 | 0 | 0 | 0 | 0 | 0 | 0 | 0
space-heating | November | peak | 0 | 0 | 0 | 0 | 0 | 0 | 0 | 0 | 0 | 0 | 0 | 0 | 0 | 0 | 0 | 0 | 0 | 0 | 0 | 0 | 0 | 0 | 0 | 0
space-heating | December | peak | 0 | 0 | 0 | 0 | 0 | 0 | 0 | 0 | 0 | 0 | 0 | 0 | 0 | 0 | 0 | 0 | 0 | 0 | 0 | 0 | 0 | 0 | 0 | 0
space-heating | January | weekend | 0 | 0 | 0 | 0 | 0 | 0 | 0 | 0 | 0 | 0 | 0 | 0 | 0 | 0 | 0 | 0 | 0 | 0 | 0 | 0 | 0 | 0 | 0 | 0
space-heating | February | weekend | 0 | 0 | 0 | 0 | 0 | 0 | 0 | 0 | 0 | 0 | 0 | 0 | 0 | 0 | 0 | 0 | 0 | 0 | 0 | 0 | 0 | 0 | 0 | 0
space-heating | March | weekend | 0 | 0 | 0 | 0 | 0 | 0 | 0 | 0 | 0 | 0 | 0 | 0 | 0 | 0 | 0 | 0 | 0 | 0 | 0 | 0 | 0 | 0 | 0 | 0
space-heating | April | weekend | 0 | 0 | 0 | 0 | 0 | 0 | 0 | 0 | 0 | 0 | 0 | 0 | 0 | 0 | 0 | 0 | 0 | 0 | 0 | 0 | 0 | 0 | 0 | 0
space-heating | May | weekend | 0 | 0 | 0 | 0 | 0 | 0 | 0 | 0 | 0 | 0 | 0 | 0 | 0 | 0 | 0 | 0 | 0 | 0 | 0 | 0 | 0 | 0 | 0 | 0
space-heating | June | weekend | 0 | 0 | 0 | 0 | 0 | 0 | 0 | 0 | 0 | 0 | 0 | 0 | 0 | 0 | 0 | 0 | 0 | 0 | 0 | 0 | 0 | 0 | 0 | 0
space-heating | July | weekend | 0 | 0 | 0 | 0 | 0 | 0 | 0 | 0 | 0 | 0 | 0 | 0 | 0 | 0 | 0 | 0 | 0 | 0 | 0 | 0 | 0 | 0 | 0 | 0
space-heating | August | weekend | 0 | 0 | 0 | 0 | 0 | 0 | 0 | 0 | 0 | 0 | 0 | 0 | 0 | 0 | 0 | 0 | 0 | 0 | 0 | 0 | 0 | 0 | 0 | 0
space-heating | September | weekend | 0 | 0 | 0 | 0 | 0 | 0 | 0 | 0 | 0 | 0 | 0 | 0 | 0 | 0 | 0 | 0 | 0 | 0 | 0 | 0 | 0 | 0 | 0 | 0
space-heating | October | weekend | 0 | 0 | 0 | 0 | 0 | 0 | 0 | 0 | 0 | 0 | 0 | 0 | 0 | 0 | 0 | 0 | 0 | 0 | 0 | 0 | 0 | 0 | 0 | 0
space-heating | November | weekend | 0 | 0 | 0 | 0 | 0 | 0 | 0 | 0 | 0 | 0 | 0 | 0 | 0 | 0 | 0 | 0 | 0 | 0 | 0 | 0 | 0 | 0 | 0 | 0
space-heating | December | weekend | 0 | 0 | 0 | 0 | 0 | 0 | 0 | 0 | 0 | 0 | 0 | 0 | 0 | 0 | 0 | 0 | 0 | 0 | 0 | 0 | 0 | 0 | 0 | 0
water-heating | January | week | 0 | 0 | 0 | 0 | 0 | 0 | 0 | 0 | 0 | 0 | 0 | 0 | 0 | 0 | 0 | 0 | 0 | 0 | 0 | 0 | 0 | 0 | 0 | 0
water-heating | February | week | 0 | 0 | 0 | 0 | 0 | 0 | 0 | 0 | 0 | 0 | 0 | 0 | 0 | 0 | 0 | 0 | 0 | 0 | 0 | 0 | 0 | 0 | 0 | 0
water-heating | March | week | 0 | 0 | 0 | 0 | 0 | 0 | 0 | 0 | 0 | 0 | 0 | 0 | 0 | 0 | 0 | 0 | 0 | 0 | 0 | 0 | 0 | 0 | 0 | 0
water-heating | April | week | 0 | 0 | 0 | 0 | 0 | 0 | 0 | 0 | 0 | 0 | 0 | 0 | 0 | 0 | 0 | 0 | 0 | 0 | 0 | 0 | 0 | 0 | 0 | 0
water-heating | May | week | 0 | 0 | 0 | 0 | 0 | 0 | 0 | 0 | 0 | 0 | 0 | 0 | 0 | 0 | 0 | 0 | 0 | 0 | 0 | 0 | 0 | 0 | 0 | 0
water-heating | June | week | 0 | 0 | 0 | 0 | 0 | 0 | 0 | 0 | 0 | 0 | 0 | 0 | 0 | 0 | 0 | 0 | 0 | 0 | 0 | 0 | 0 | 0 | 0 | 0
water-heating | July | week | 0 | 0 | 0 | 0 | 0 | 0 | 0 | 0 | 0 | 0 | 0 | 0 | 0 | 0 | 0 | 0 | 0 | 0 | 0 | 0 | 0 | 0 | 0 | 0
water-heating | August | week | 0 | 0 | 0 | 0 | 0 | 0 | 0 | 0 | 0 | 0 | 0 | 0 | 0 | 0 | 0 | 0 | 0 | 0 | 0 | 0 | 0 | 0 | 0 | 0
water-heating | September | week | 0 | 0 | 0 | 0 | 0 | 0 | 0 | 0 | 0 | 0 | 0 | 0 | 0 | 0 | 0 | 0 | 0 | 0 | 0 | 0 | 0 | 0 | 0 | 0
water-heating | October | week | 0 | 0 | 0 | 0 | 0 | 0 | 0 | 0 | 0 | 0 | 0 | 0 | 0 | 0 | 0 | 0 | 0 | 0 | 0 | 0 | 0 | 0 | 0 | 0
water-heating | November | week | 0 | 0 | 0 | 0 | 0 | 0 | 0 | 0 | 0 | 0 | 0 | 0 | 0 | 0 | 0 | 0 | 0 | 0 | 0 | 0 | 0 | 0 | 0 | 0
water-heating | December | week | 0 | 0 | 0 | 0 | 0 | 0 | 0 | 0 | 0 | 0 | 0 | 0 | 0 | 0 | 0 | 0 | 0 | 0 | 0 | 0 | 0 | 0 | 0 | 0
water-heating | January | peak | 0 | 0 | 0 | 0 | 0 | 0 | 0 | 0 | 0 | 0 | 0 | 0 | 0 | 0 | 0 | 0 | 0 | 0 | 0 | 0 | 0 | 0 | 0 | 0
water-heating | February | peak | 0 | 0 | 0 | 0 | 0 | 0 | 0 | 0 | 0 | 0 | 0 | 0 | 0 | 0 | 0 | 0 | 0 | 0 | 0 | 0 | 0 | 0 | 0 | 0
water-heating | March | peak | 0 | 0 | 0 | 0 | 0 | 0 | 0 | 0 | 0 | 0 | 0 | 0 | 0 | 0 | 0 | 0 | 0 | 0 | 0 | 0 | 0 | 0 | 0 | 0
water-heating | April | peak | 0 | 0 | 0 | 0 | 0 | 0 | 0 | 0 | 0 | 0 | 0 | 0 | 0 | 0 | 0 | 0 | 0 | 0 | 0 | 0 | 0 | 0 | 0 | 0
water-heating | May | peak | 0 | 0 | 0 | 0 | 0 | 0 | 0 | 0 | 0 | 0 | 0 | 0 | 0 | 0 | 0 | 0 | 0 | 0 | 0 | 0 | 0 | 0 | 0 | 0
water-heating | June | peak | 0 | 0 | 0 | 0 | 0 | 0 | 0 | 0 | 0 | 0 | 0 | 0 | 0 | 0 | 0 | 0 | 0 | 0 | 0 | 0 | 0 | 0 | 0 | 0
water-heating | July | peak | 0 | 0 | 0 | 0 | 0 | 0 | 0 | 0 | 0 | 0 | 0 | 0 | 0 | 0 | 0 | 0 | 0 | 0 | 0 | 0 | 0 | 0 | 0 | 0
water-heating | August | peak | 0 | 0 | 0 | 0 | 0 | 0 | 0 | 0 | 0 | 0 | 0 | 0 | 0 | 0 | 0 | 0 | 0 | 0 | 0 | 0 | 0 | 0 | 0 | 0
water-heating | September | peak | 0 | 0 | 0 | 0 | 0 | 0 | 0 | 0 | 0 | 0 | 0 | 0 | 0 | 0 | 0 | 0 | 0 | 0 | 0 | 0 | 0 | 0 | 0 | 0
water-heating | October | peak | 0 | 0 | 0 | 0 | 0 | 0 | 0 | 0 | 0 | 0 | 0 | 0 | 0 | 0 | 0 | 0 | 0 | 0 | 0 | 0 | 0 | 0 | 0 | 0
water-heating | November | peak | 0 | 0 | 0 | 0 | 0 | 0 | 0 | 0 | 0 | 0 | 0 | 0 | 0 | 0 | 0 | 0 | 0 | 0 | 0 | 0 | 0 | 0 | 0 | 0
water-heating | December | peak | 0 | 0 | 0 | 0 | 0 | 0 | 0 | 0 | 0 | 0 | 0 | 0 | 0 | 0 | 0 | 0 | 0 | 0 | 0 | 0 | 0 | 0 | 0 | 0
water-heating | January | weekend | 0 | 0 | 0 | 0 | 0 | 0 | 0 | 0 | 0 | 0 | 0 | 0 | 0 | 0 | 0 | 0 | 0 | 0 | 0 | 0 | 0 | 0 | 0 | 0
water-heating | February | weekend | 0 | 0 | 0 | 0 | 0 | 0 | 0 | 0 | 0 | 0 | 0 | 0 | 0 | 0 | 0 | 0 | 0 | 0 | 0 | 0 | 0 | 0 | 0 | 0
water-heating | March | weekend | 0 | 0 | 0 | 0 | 0 | 0 | 0 | 0 | 0 | 0 | 0 | 0 | 0 | 0 | 0 | 0 | 0 | 0 | 0 | 0 | 0 | 0 | 0 | 0
water-heating | April | weekend | 0 | 0 | 0 | 0 | 0 | 0 | 0 | 0 | 0 | 0 | 0 | 0 | 0 | 0 | 0 | 0 | 0 | 0 | 0 | 0 | 0 | 0 | 0 | 0
water-heating | May | weekend | 0 | 0 | 0 | 0 | 0 | 0 | 0 | 0 | 0 | 0 | 0 | 0 | 0 | 0 | 0 | 0 | 0 | 0 | 0 | 0 | 0 | 0 | 0 | 0
water-heating | June | weekend | 0 | 0 | 0 | 0 | 0 | 0 | 0 | 0 | 0 | 0 | 0 | 0 | 0 | 0 | 0 | 0 | 0 | 0 | 0 | 0 | 0 | 0 | 0 | 0
water-heating | July | weekend | 0 | 0 | 0 | 0 | 0 | 0 | 0 | 0 | 0 | 0 | 0 | 0 | 0 | 0 | 0 | 0 | 0 | 0 | 0 | 0 | 0 | 0 | 0 | 0
water-heating | August | weekend | 0 | 0 | 0 | 0 | 0 | 0 | 0 | 0 | 0 | 0 | 0 | 0 | 0 | 0 | 0 | 0 | 0 | 0 | 0 | 0 | 0 | 0 | 0 | 0
water-heating | September | weekend | 0 | 0 | 0 | 0 | 0 | 0 | 0 | 0 | 0 | 0 | 0 | 0 | 0 | 0 | 0 | 0 | 0 | 0 | 0 | 0 | 0 | 0 | 0 | 0
water-heating | October | weekend | 0 | 0 | 0 | 0 | 0 | 0 | 0 | 0 | 0 | 0 | 0 | 0 | 0 | 0 | 0 | 0 | 0 | 0 | 0 | 0 | 0 | 0 | 0 | 0
water-heating | November | weekend | 0 | 0 | 0 | 0 | 0 | 0 | 0 | 0 | 0 | 0 | 0 | 0 | 0 | 0 | 0 | 0 | 0 | 0 | 0 | 0 | 0 | 0 | 0 | 0
water-heating | December | weekend | 0 | 0 | 0 | 0 | 0 | 0 | 0 | 0 | 0 | 0 | 0 | 0 | 0 | 0 | 0 | 0 | 0 | 0 | 0 | 0 | 0 | 0 | 0 | 0
naturalgas-only | January | week | 0 | 0 | 0 | 0 | 0 | 0 | 0 | 0 | 0 | 0 | 0 | 0 | 0 | 0 | 0 | 0 | 0 | 0 | 0 | 0 | 0 | 0 | 0 | 0
naturalgas-only | February | week | 0 | 0 | 0 | 0 | 0 | 0 | 0 | 0 | 0 | 0 | 0 | 0 | 0 | 0 | 0 | 0 | 0 | 0 | 0 | 0 | 0 | 0 | 0 | 0
naturalgas-only | March | week | 0 | 0 | 0 | 0 | 0 | 0 | 0 | 0 | 0 | 0 | 0 | 0 | 0 | 0 | 0 | 0 | 0 | 0 | 0 | 0 | 0 | 0 | 0 | 0
naturalgas-only | April | week | 0 | 0 | 0 | 0 | 0 | 0 | 0 | 0 | 0 | 0 | 0 | 0 | 0 | 0 | 0 | 0 | 0 | 0 | 0 | 0 | 0 | 0 | 0 | 0
naturalgas-only | May | week | 0 | 0 | 0 | 0 | 0 | 0 | 0 | 0 | 0 | 0 | 0 | 0 | 0 | 0 | 0 | 0 | 0 | 0 | 0 | 0 | 0 | 0 | 0 | 0
naturalgas-only | June | week | 0 | 0 | 0 | 0 | 0 | 0 | 0 | 0 | 0 | 0 | 0 | 0 | 0 | 0 | 0 | 0 | 0 | 0 | 0 | 0 | 0 | 0 | 0 | 0
naturalgas-only | July | week | 0 | 0 | 0 | 0 | 0 | 0 | 0 | 0 | 0 | 0 | 0 | 0 | 0 | 0 | 0 | 0 | 0 | 0 | 0 | 0 | 0 | 0 | 0 | 0
naturalgas-only | August | week | 0 | 0 | 0 | 0 | 0 | 0 | 0 | 0 | 0 | 0 | 0 | 0 | 0 | 0 | 0 | 0 | 0 | 0 | 0 | 0 | 0 | 0 | 0 | 0
naturalgas-only | September | week | 0 | 0 | 0 | 0 | 0 | 0 | 0 | 0 | 0 | 0 | 0 | 0 | 0 | 0 | 0 | 0 | 0 | 0 | 0 | 0 | 0 | 0 | 0 | 0
naturalgas-only | October | week | 0 | 0 | 0 | 0 | 0 | 0 | 0 | 0 | 0 | 0 | 0 | 0 | 0 | 0 | 0 | 0 | 0 | 0 | 0 | 0 | 0 | 0 | 0 | 0
naturalgas-only | November | week | 0 | 0 | 0 | 0 | 0 | 0 | 0 | 0 | 0 | 0 | 0 | 0 | 0 | 0 | 0 | 0 | 0 | 0 | 0 | 0 | 0 | 0 | 0 | 0
naturalgas-only | December | week | 0 | 0 | 0 | 0 | 0 | 0 | 0 | 0 | 0 | 0 | 0 | 0 | 0 | 0 | 0 | 0 | 0 | 0 | 0 | 0 | 0 | 0 | 0 | 0
naturalgas-only | January | peak | 0 | 0 | 0 | 0 | 0 | 0 | 0 | 0 | 0 | 0 | 0 | 0 | 0 | 0 | 0 | 0 | 0 | 0 | 0 | 0 | 0 | 0 | 0 | 0
naturalgas-only | February | peak | 0 | 0 | 0 | 0 | 0 | 0 | 0 | 0 | 0 | 0 | 0 | 0 | 0 | 0 | 0 | 0 | 0 | 0 | 0 | 0 | 0 | 0 | 0 | 0
naturalgas-only | March | peak | 0 | 0 | 0 | 0 | 0 | 0 | 0 | 0 | 0 | 0 | 0 | 0 | 0 | 0 | 0 | 0 | 0 | 0 | 0 | 0 | 0 | 0 | 0 | 0
naturalgas-only | April | peak | 0 | 0 | 0 | 0 | 0 | 0 | 0 | 0 | 0 | 0 | 0 | 0 | 0 | 0 | 0 | 0 | 0 | 0 | 0 | 0 | 0 | 0 | 0 | 0
naturalgas-only | May | peak | 0 | 0 | 0 | 0 | 0 | 0 | 0 | 0 | 0 | 0 | 0 | 0 | 0 | 0 | 0 | 0 | 0 | 0 | 0 | 0 | 0 | 0 | 0 | 0
naturalgas-only | June | peak | 0 | 0 | 0 | 0 | 0 | 0 | 0 | 0 | 0 | 0 | 0 | 0 | 0 | 0 | 0 | 0 | 0 | 0 | 0 | 0 | 0 | 0 | 0 | 0
naturalgas-only | July | peak | 0 | 0 | 0 | 0 | 0 | 0 | 0 | 0 | 0 | 0 | 0 | 0 | 0 | 0 | 0 | 0 | 0 | 0 | 0 | 0 | 0 | 0 | 0 | 0
naturalgas-only | August | peak | 0 | 0 | 0 | 0 | 0 | 0 | 0 | 0 | 0 | 0 | 0 | 0 | 0 | 0 | 0 | 0 | 0 | 0 | 0 | 0 | 0 | 0 | 0 | 0
naturalgas-only | September | peak | 0 | 0 | 0 | 0 | 0 | 0 | 0 | 0 | 0 | 0 | 0 | 0 | 0 | 0 | 0 | 0 | 0 | 0 | 0 | 0 | 0 | 0 | 0 | 0
naturalgas-only | October | peak | 0 | 0 | 0 | 0 | 0 | 0 | 0 | 0 | 0 | 0 | 0 | 0 | 0 | 0 | 0 | 0 | 0 | 0 | 0 | 0 | 0 | 0 | 0 | 0
naturalgas-only | November | peak | 0 | 0 | 0 | 0 | 0 | 0 | 0 | 0 | 0 | 0 | 0 | 0 | 0 | 0 | 0 | 0 | 0 | 0 | 0 | 0 | 0 | 0 | 0 | 0
naturalgas-only | December | peak | 0 | 0 | 0 | 0 | 0 | 0 | 0 | 0 | 0 | 0 | 0 | 0 | 0 | 0 | 0 | 0 | 0 | 0 | 0 | 0 | 0 | 0 | 0 | 0
naturalgas-only | January | weekend | 0 | 0 | 0 | 0 | 0 | 0 | 0 | 0 | 0 | 0 | 0 | 0 | 0 | 0 | 0 | 0 | 0 | 0 | 0 | 0 | 0 | 0 | 0 | 0
naturalgas-only | February | weekend | 0 | 0 | 0 | 0 | 0 | 0 | 0 | 0 | 0 | 0 | 0 | 0 | 0 | 0 | 0 | 0 | 0 | 0 | 0 | 0 | 0 | 0 | 0 | 0
naturalgas-only | March | weekend | 0 | 0 | 0 | 0 | 0 | 0 | 0 | 0 | 0 | 0 | 0 | 0 | 0 | 0 | 0 | 0 | 0 | 0 | 0 | 0 | 0 | 0 | 0 | 0
naturalgas-only | April | weekend | 0 | 0 | 0 | 0 | 0 | 0 | 0 | 0 | 0 | 0 | 0 | 0 | 0 | 0 | 0 | 0 | 0 | 0 | 0 | 0 | 0 | 0 | 0 | 0
naturalgas-only | May | weekend | 0 | 0 | 0 | 0 | 0 | 0 | 0 | 0 | 0 | 0 | 0 | 0 | 0 | 0 | 0 | 0 | 0 | 0 | 0 | 0 | 0 | 0 | 0 | 0
naturalgas-only | June | weekend | 0 | 0 | 0 | 0 | 0 | 0 | 0 | 0 | 0 | 0 | 0 | 0 | 0 | 0 | 0 | 0 | 0 | 0 | 0 | 0 | 0 | 0 | 0 | 0
naturalgas-only | July | weekend | 0 | 0 | 0 | 0 | 0 | 0 | 0 | 0 | 0 | 0 | 0 | 0 | 0 | 0 | 0 | 0 | 0 | 0 | 0 | 0 | 0 | 0 | 0 | 0
naturalgas-only | August | weekend | 0 | 0 | 0 | 0 | 0 | 0 | 0 | 0 | 0 | 0 | 0 | 0 | 0 | 0 | 0 | 0 | 0 | 0 | 0 | 0 | 0 | 0 | 0 | 0
naturalgas-only | September | weekend | 0 | 0 | 0 | 0 | 0 | 0 | 0 | 0 | 0 | 0 | 0 | 0 | 0 | 0 | 0 | 0 | 0 | 0 | 0 | 0 | 0 | 0 | 0 | 0
naturalgas-only | October | weekend | 0 | 0 | 0 | 0 | 0 | 0 | 0 | 0 | 0 | 0 | 0 | 0 | 0 | 0 | 0 | 0 | 0 | 0 | 0 | 0 | 0 | 0 | 0 | 0
naturalgas-only | November | weekend | 0 | 0 | 0 | 0 | 0 | 0 | 0 | 0 | 0 | 0 | 0 | 0 | 0 | 0 | 0 | 0 | 0 | 0 | 0 | 0 | 0 | 0 | 0 | 0
naturalgas-only | December | weekend | 0 | 0 | 0 | 0 | 0 | 0 | 0 | 0 | 0 | 0 | 0 | 0 | 0 | 0 | 0 | 0 | 0 | 0 | 0 | 0 | 0 | 0 | 0 | 0

## LoadInput_N11_P
|  |  | 1 | 2 | 3 | 4 | 5 | 6 | 7 | 8 | 9 | 10 | 11 | 12 | 13 | 14 | 15 | 16 | 17 | 18 | 19 | 20 | 21 | 22 | 23 | 24
electricity-only | January | week | 0 | 0 | 0 | 0 | 0 | 0 | 0 | 0 | 0 | 0 | 0 | 0 | 0 | 0 | 0 | 0 | 0 | 0 | 0 | 0 | 0 | 0 | 0 | 0
electricity-only | February | week | 0 | 0 | 0 | 0 | 0 | 0 | 0 | 0 | 0 | 0 | 0 | 0 | 0 | 0 | 0 | 0 | 0 | 0 | 0 | 0 | 0 | 0 | 0 | 0
electricity-only | March | week | 0 | 0 | 0 | 0 | 0 | 0 | 0 | 0 | 0 | 0 | 0 | 0 | 0 | 0 | 0 | 0 | 0 | 0 | 0 | 0 | 0 | 0 | 0 | 0
electricity-only | April | week | 0 | 0 | 0 | 0 | 0 | 0 | 0 | 0 | 0 | 0 | 0 | 0 | 0 | 0 | 0 | 0 | 0 | 0 | 0 | 0 | 0 | 0 | 0 | 0
electricity-only | May | week | 0 | 0 | 0 | 0 | 0 | 0 | 0 | 0 | 0 | 0 | 0 | 0 | 0 | 0 | 0 | 0 | 0 | 0 | 0 | 0 | 0 | 0 | 0 | 0
electricity-only | June | week | 0 | 0 | 0 | 0 | 0 | 0 | 0 | 0 | 0 | 0 | 0 | 0 | 0 | 0 | 0 | 0 | 0 | 0 | 0 | 0 | 0 | 0 | 0 | 0
electricity-only | July | week | 0 | 0 | 0 | 0 | 0 | 0 | 0 | 0 | 0 | 0 | 0 | 0 | 0 | 0 | 0 | 0 | 0 | 0 | 0 | 0 | 0 | 0 | 0 | 0
electricity-only | August | week | 0 | 0 | 0 | 0 | 0 | 0 | 0 | 0 | 0 | 0 | 0 | 0 | 0 | 0 | 0 | 0 | 0 | 0 | 0 | 0 | 0 | 0 | 0 | 0
electricity-only | September | week | 0 | 0 | 0 | 0 | 0 | 0 | 0 | 0 | 0 | 0 | 0 | 0 | 0 | 0 | 0 | 0 | 0 | 0 | 0 | 0 | 0 | 0 | 0 | 0
electricity-only | October | week | 0 | 0 | 0 | 0 | 0 | 0 | 0 | 0 | 0 | 0 | 0 | 0 | 0 | 0 | 0 | 0 | 0 | 0 | 0 | 0 | 0 | 0 | 0 | 0
electricity-only | November | week | 0 | 0 | 0 | 0 | 0 | 0 | 0 | 0 | 0 | 0 | 0 | 0 | 0 | 0 | 0 | 0 | 0 | 0 | 0 | 0 | 0 | 0 | 0 | 0
electricity-only | December | week | 0 | 0 | 0 | 0 | 0 | 0 | 0 | 0 | 0 | 0 | 0 | 0 | 0 | 0 | 0 | 0 | 0 | 0 | 0 | 0 | 0 | 0 | 0 | 0
electricity-only | January | peak | 0 | 0 | 0 | 0 | 0 | 0 | 0 | 0 | 0 | 0 | 0 | 0 | 0 | 0 | 0 | 0 | 0 | 0 | 0 | 0 | 0 | 0 | 0 | 0
electricity-only | February | peak | 0 | 0 | 0 | 0 | 0 | 0 | 0 | 0 | 0 | 0 | 0 | 0 | 0 | 0 | 0 | 0 | 0 | 0 | 0 | 0 | 0 | 0 | 0 | 0
electricity-only | March | peak | 0 | 0 | 0 | 0 | 0 | 0 | 0 | 0 | 0 | 0 | 0 | 0 | 0 | 0 | 0 | 0 | 0 | 0 | 0 | 0 | 0 | 0 | 0 | 0
electricity-only | April | peak | 0 | 0 | 0 | 0 | 0 | 0 | 0 | 0 | 0 | 0 | 0 | 0 | 0 | 0 | 0 | 0 | 0 | 0 | 0 | 0 | 0 | 0 | 0 | 0
electricity-only | May | peak | 0 | 0 | 0 | 0 | 0 | 0 | 0 | 0 | 0 | 0 | 0 | 0 | 0 | 0 | 0 | 0 | 0 | 0 | 0 | 0 | 0 | 0 | 0 | 0
electricity-only | June | peak | 0 | 0 | 0 | 0 | 0 | 0 | 0 | 0 | 0 | 0 | 0 | 0 | 0 | 0 | 0 | 0 | 0 | 0 | 0 | 0 | 0 | 0 | 0 | 0
electricity-only | July | peak | 0 | 0 | 0 | 0 | 0 | 0 | 0 | 0 | 0 | 0 | 0 | 0 | 0 | 0 | 0 | 0 | 0 | 0 | 0 | 0 | 0 | 0 | 0 | 0
electricity-only | August | peak | 0 | 0 | 0 | 0 | 0 | 0 | 0 | 0 | 0 | 0 | 0 | 0 | 0 | 0 | 0 | 0 | 0 | 0 | 0 | 0 | 0 | 0 | 0 | 0
electricity-only | September | peak | 0 | 0 | 0 | 0 | 0 | 0 | 0 | 0 | 0 | 0 | 0 | 0 | 0 | 0 | 0 | 0 | 0 | 0 | 0 | 0 | 0 | 0 | 0 | 0
electricity-only | October | peak | 0 | 0 | 0 | 0 | 0 | 0 | 0 | 0 | 0 | 0 | 0 | 0 | 0 | 0 | 0 | 0 | 0 | 0 | 0 | 0 | 0 | 0 | 0 | 0
electricity-only | November | peak | 0 | 0 | 0 | 0 | 0 | 0 | 0 | 0 | 0 | 0 | 0 | 0 | 0 | 0 | 0 | 0 | 0 | 0 | 0 | 0 | 0 | 0 | 0 | 0
electricity-only | December | peak | 0 | 0 | 0 | 0 | 0 | 0 | 0 | 0 | 0 | 0 | 0 | 0 | 0 | 0 | 0 | 0 | 0 | 0 | 0 | 0 | 0 | 0 | 0 | 0
electricity-only | January | weekend | 0 | 0 | 0 | 0 | 0 | 0 | 0 | 0 | 0 | 0 | 0 | 0 | 0 | 0 | 0 | 0 | 0 | 0 | 0 | 0 | 0 | 0 | 0 | 0
electricity-only | February | weekend | 0 | 0 | 0 | 0 | 0 | 0 | 0 | 0 | 0 | 0 | 0 | 0 | 0 | 0 | 0 | 0 | 0 | 0 | 0 | 0 | 0 | 0 | 0 | 0
electricity-only | March | weekend | 0 | 0 | 0 | 0 | 0 | 0 | 0 | 0 | 0 | 0 | 0 | 0 | 0 | 0 | 0 | 0 | 0 | 0 | 0 | 0 | 0 | 0 | 0 | 0
electricity-only | April | weekend | 0 | 0 | 0 | 0 | 0 | 0 | 0 | 0 | 0 | 0 | 0 | 0 | 0 | 0 | 0 | 0 | 0 | 0 | 0 | 0 | 0 | 0 | 0 | 0
electricity-only | May | weekend | 0 | 0 | 0 | 0 | 0 | 0 | 0 | 0 | 0 | 0 | 0 | 0 | 0 | 0 | 0 | 0 | 0 | 0 | 0 | 0 | 0 | 0 | 0 | 0
electricity-only | June | weekend | 0 | 0 | 0 | 0 | 0 | 0 | 0 | 0 | 0 | 0 | 0 | 0 | 0 | 0 | 0 | 0 | 0 | 0 | 0 | 0 | 0 | 0 | 0 | 0
electricity-only | July | weekend | 0 | 0 | 0 | 0 | 0 | 0 | 0 | 0 | 0 | 0 | 0 | 0 | 0 | 0 | 0 | 0 | 0 | 0 | 0 | 0 | 0 | 0 | 0 | 0
electricity-only | August | weekend | 0 | 0 | 0 | 0 | 0 | 0 | 0 | 0 | 0 | 0 | 0 | 0 | 0 | 0 | 0 | 0 | 0 | 0 | 0 | 0 | 0 | 0 | 0 | 0
electricity-only | September | weekend | 0 | 0 | 0 | 0 | 0 | 0 | 0 | 0 | 0 | 0 | 0 | 0 | 0 | 0 | 0 | 0 | 0 | 0 | 0 | 0 | 0 | 0 | 0 | 0
electricity-only | October | weekend | 0 | 0 | 0 | 0 | 0 | 0 | 0 | 0 | 0 | 0 | 0 | 0 | 0 | 0 | 0 | 0 | 0 | 0 | 0 | 0 | 0 | 0 | 0 | 0
electricity-only | November | weekend | 0 | 0 | 0 | 0 | 0 | 0 | 0 | 0 | 0 | 0 | 0 | 0 | 0 | 0 | 0 | 0 | 0 | 0 | 0 | 0 | 0 | 0 | 0 | 0
electricity-only | December | weekend | 0 | 0 | 0 | 0 | 0 | 0 | 0 | 0 | 0 | 0 | 0 | 0 | 0 | 0 | 0 | 0 | 0 | 0 | 0 | 0 | 0 | 0 | 0 | 0
cooling | January | week | 0 | 0 | 0 | 0 | 0 | 0 | 0 | 0 | 0 | 0 | 0 | 0 | 0 | 0 | 0 | 0 | 0 | 0 | 0 | 0 | 0 | 0 | 0 | 0
cooling | February | week | 0 | 0 | 0 | 0 | 0 | 0 | 0 | 0 | 0 | 0 | 0 | 0 | 0 | 0 | 0 | 0 | 0 | 0 | 0 | 0 | 0 | 0 | 0 | 0
cooling | March | week | 0 | 0 | 0 | 0 | 0 | 0 | 0 | 0 | 0 | 0 | 0 | 0 | 0 | 0 | 0 | 0 | 0 | 0 | 0 | 0 | 0 | 0 | 0 | 0
cooling | April | week | 0 | 0 | 0 | 0 | 0 | 0 | 0 | 0 | 0 | 0 | 0 | 0 | 0 | 0 | 0 | 0 | 0 | 0 | 0 | 0 | 0 | 0 | 0 | 0
cooling | May | week | 0 | 0 | 0 | 0 | 0 | 0 | 0 | 0 | 0 | 0 | 0 | 0 | 0 | 0 | 0 | 0 | 0 | 0 | 0 | 0 | 0 | 0 | 0 | 0
cooling | June | week | 0 | 0 | 0 | 0 | 0 | 0 | 0 | 0 | 0 | 0 | 0 | 0 | 0 | 0 | 0 | 0 | 0 | 0 | 0 | 0 | 0 | 0 | 0 | 0
cooling | July | week | 0 | 0 | 0 | 0 | 0 | 0 | 0 | 0 | 0 | 0 | 0 | 0 | 0 | 0 | 0 | 0 | 0 | 0 | 0 | 0 | 0 | 0 | 0 | 0
cooling | August | week | 0 | 0 | 0 | 0 | 0 | 0 | 0 | 0 | 0 | 0 | 0 | 0 | 0 | 0 | 0 | 0 | 0 | 0 | 0 | 0 | 0 | 0 | 0 | 0
cooling | September | week | 0 | 0 | 0 | 0 | 0 | 0 | 0 | 0 | 0 | 0 | 0 | 0 | 0 | 0 | 0 | 0 | 0 | 0 | 0 | 0 | 0 | 0 | 0 | 0
cooling | October | week | 0 | 0 | 0 | 0 | 0 | 0 | 0 | 0 | 0 | 0 | 0 | 0 | 0 | 0 | 0 | 0 | 0 | 0 | 0 | 0 | 0 | 0 | 0 | 0
cooling | November | week | 0 | 0 | 0 | 0 | 0 | 0 | 0 | 0 | 0 | 0 | 0 | 0 | 0 | 0 | 0 | 0 | 0 | 0 | 0 | 0 | 0 | 0 | 0 | 0
cooling | December | week | 0 | 0 | 0 | 0 | 0 | 0 | 0 | 0 | 0 | 0 | 0 | 0 | 0 | 0 | 0 | 0 | 0 | 0 | 0 | 0 | 0 | 0 | 0 | 0
cooling | January | peak | 0 | 0 | 0 | 0 | 0 | 0 | 0 | 0 | 0 | 0 | 0 | 0 | 0 | 0 | 0 | 0 | 0 | 0 | 0 | 0 | 0 | 0 | 0 | 0
cooling | February | peak | 0 | 0 | 0 | 0 | 0 | 0 | 0 | 0 | 0 | 0 | 0 | 0 | 0 | 0 | 0 | 0 | 0 | 0 | 0 | 0 | 0 | 0 | 0 | 0
cooling | March | peak | 0 | 0 | 0 | 0 | 0 | 0 | 0 | 0 | 0 | 0 | 0 | 0 | 0 | 0 | 0 | 0 | 0 | 0 | 0 | 0 | 0 | 0 | 0 | 0
cooling | April | peak | 0 | 0 | 0 | 0 | 0 | 0 | 0 | 0 | 0 | 0 | 0 | 0 | 0 | 0 | 0 | 0 | 0 | 0 | 0 | 0 | 0 | 0 | 0 | 0
cooling | May | peak | 0 | 0 | 0 | 0 | 0 | 0 | 0 | 0 | 0 | 0 | 0 | 0 | 0 | 0 | 0 | 0 | 0 | 0 | 0 | 0 | 0 | 0 | 0 | 0
cooling | June | peak | 0 | 0 | 0 | 0 | 0 | 0 | 0 | 0 | 0 | 0 | 0 | 0 | 0 | 0 | 0 | 0 | 0 | 0 | 0 | 0 | 0 | 0 | 0 | 0
cooling | July | peak | 0 | 0 | 0 | 0 | 0 | 0 | 0 | 0 | 0 | 0 | 0 | 0 | 0 | 0 | 0 | 0 | 0 | 0 | 0 | 0 | 0 | 0 | 0 | 0
cooling | August | peak | 0 | 0 | 0 | 0 | 0 | 0 | 0 | 0 | 0 | 0 | 0 | 0 | 0 | 0 | 0 | 0 | 0 | 0 | 0 | 0 | 0 | 0 | 0 | 0
cooling | September | peak | 0 | 0 | 0 | 0 | 0 | 0 | 0 | 0 | 0 | 0 | 0 | 0 | 0 | 0 | 0 | 0 | 0 | 0 | 0 | 0 | 0 | 0 | 0 | 0
cooling | October | peak | 0 | 0 | 0 | 0 | 0 | 0 | 0 | 0 | 0 | 0 | 0 | 0 | 0 | 0 | 0 | 0 | 0 | 0 | 0 | 0 | 0 | 0 | 0 | 0
cooling | November | peak | 0 | 0 | 0 | 0 | 0 | 0 | 0 | 0 | 0 | 0 | 0 | 0 | 0 | 0 | 0 | 0 | 0 | 0 | 0 | 0 | 0 | 0 | 0 | 0
cooling | December | peak | 0 | 0 | 0 | 0 | 0 | 0 | 0 | 0 | 0 | 0 | 0 | 0 | 0 | 0 | 0 | 0 | 0 | 0 | 0 | 0 | 0 | 0 | 0 | 0
cooling | January | weekend | 0 | 0 | 0 | 0 | 0 | 0 | 0 | 0 | 0 | 0 | 0 | 0 | 0 | 0 | 0 | 0 | 0 | 0 | 0 | 0 | 0 | 0 | 0 | 0
cooling | February | weekend | 0 | 0 | 0 | 0 | 0 | 0 | 0 | 0 | 0 | 0 | 0 | 0 | 0 | 0 | 0 | 0 | 0 | 0 | 0 | 0 | 0 | 0 | 0 | 0
cooling | March | weekend | 0 | 0 | 0 | 0 | 0 | 0 | 0 | 0 | 0 | 0 | 0 | 0 | 0 | 0 | 0 | 0 | 0 | 0 | 0 | 0 | 0 | 0 | 0 | 0
cooling | April | weekend | 0 | 0 | 0 | 0 | 0 | 0 | 0 | 0 | 0 | 0 | 0 | 0 | 0 | 0 | 0 | 0 | 0 | 0 | 0 | 0 | 0 | 0 | 0 | 0
cooling | May | weekend | 0 | 0 | 0 | 0 | 0 | 0 | 0 | 0 | 0 | 0 | 0 | 0 | 0 | 0 | 0 | 0 | 0 | 0 | 0 | 0 | 0 | 0 | 0 | 0
cooling | June | weekend | 0 | 0 | 0 | 0 | 0 | 0 | 0 | 0 | 0 | 0 | 0 | 0 | 0 | 0 | 0 | 0 | 0 | 0 | 0 | 0 | 0 | 0 | 0 | 0
cooling | July | weekend | 0 | 0 | 0 | 0 | 0 | 0 | 0 | 0 | 0 | 0 | 0 | 0 | 0 | 0 | 0 | 0 | 0 | 0 | 0 | 0 | 0 | 0 | 0 | 0
cooling | August | weekend | 0 | 0 | 0 | 0 | 0 | 0 | 0 | 0 | 0 | 0 | 0 | 0 | 0 | 0 | 0 | 0 | 0 | 0 | 0 | 0 | 0 | 0 | 0 | 0
cooling | September | weekend | 0 | 0 | 0 | 0 | 0 | 0 | 0 | 0 | 0 | 0 | 0 | 0 | 0 | 0 | 0 | 0 | 0 | 0 | 0 | 0 | 0 | 0 | 0 | 0
cooling | October | weekend | 0 | 0 | 0 | 0 | 0 | 0 | 0 | 0 | 0 | 0 | 0 | 0 | 0 | 0 | 0 | 0 | 0 | 0 | 0 | 0 | 0 | 0 | 0 | 0
cooling | November | weekend | 0 | 0 | 0 | 0 | 0 | 0 | 0 | 0 | 0 | 0 | 0 | 0 | 0 | 0 | 0 | 0 | 0 | 0 | 0 | 0 | 0 | 0 | 0 | 0
cooling | December | weekend | 0 | 0 | 0 | 0 | 0 | 0 | 0 | 0 | 0 | 0 | 0 | 0 | 0 | 0 | 0 | 0 | 0 | 0 | 0 | 0 | 0 | 0 | 0 | 0
refrigeration | January | week | 0 | 0 | 0 | 0 | 0 | 0 | 0 | 0 | 0 | 0 | 0 | 0 | 0 | 0 | 0 | 0 | 0 | 0 | 0 | 0 | 0 | 0 | 0 | 0
refrigeration | February | week | 0 | 0 | 0 | 0 | 0 | 0 | 0 | 0 | 0 | 0 | 0 | 0 | 0 | 0 | 0 | 0 | 0 | 0 | 0 | 0 | 0 | 0 | 0 | 0
refrigeration | March | week | 0 | 0 | 0 | 0 | 0 | 0 | 0 | 0 | 0 | 0 | 0 | 0 | 0 | 0 | 0 | 0 | 0 | 0 | 0 | 0 | 0 | 0 | 0 | 0
refrigeration | April | week | 0 | 0 | 0 | 0 | 0 | 0 | 0 | 0 | 0 | 0 | 0 | 0 | 0 | 0 | 0 | 0 | 0 | 0 | 0 | 0 | 0 | 0 | 0 | 0
refrigeration | May | week | 0 | 0 | 0 | 0 | 0 | 0 | 0 | 0 | 0 | 0 | 0 | 0 | 0 | 0 | 0 | 0 | 0 | 0 | 0 | 0 | 0 | 0 | 0 | 0
refrigeration | June | week | 0 | 0 | 0 | 0 | 0 | 0 | 0 | 0 | 0 | 0 | 0 | 0 | 0 | 0 | 0 | 0 | 0 | 0 | 0 | 0 | 0 | 0 | 0 | 0
refrigeration | July | week | 0 | 0 | 0 | 0 | 0 | 0 | 0 | 0 | 0 | 0 | 0 | 0 | 0 | 0 | 0 | 0 | 0 | 0 | 0 | 0 | 0 | 0 | 0 | 0
refrigeration | August | week | 0 | 0 | 0 | 0 | 0 | 0 | 0 | 0 | 0 | 0 | 0 | 0 | 0 | 0 | 0 | 0 | 0 | 0 | 0 | 0 | 0 | 0 | 0 | 0
refrigeration | September | week | 0 | 0 | 0 | 0 | 0 | 0 | 0 | 0 | 0 | 0 | 0 | 0 | 0 | 0 | 0 | 0 | 0 | 0 | 0 | 0 | 0 | 0 | 0 | 0
refrigeration | October | week | 0 | 0 | 0 | 0 | 0 | 0 | 0 | 0 | 0 | 0 | 0 | 0 | 0 | 0 | 0 | 0 | 0 | 0 | 0 | 0 | 0 | 0 | 0 | 0
refrigeration | November | week | 0 | 0 | 0 | 0 | 0 | 0 | 0 | 0 | 0 | 0 | 0 | 0 | 0 | 0 | 0 | 0 | 0 | 0 | 0 | 0 | 0 | 0 | 0 | 0
refrigeration | December | week | 0 | 0 | 0 | 0 | 0 | 0 | 0 | 0 | 0 | 0 | 0 | 0 | 0 | 0 | 0 | 0 | 0 | 0 | 0 | 0 | 0 | 0 | 0 | 0
refrigeration | January | peak | 0 | 0 | 0 | 0 | 0 | 0 | 0 | 0 | 0 | 0 | 0 | 0 | 0 | 0 | 0 | 0 | 0 | 0 | 0 | 0 | 0 | 0 | 0 | 0
refrigeration | February | peak | 0 | 0 | 0 | 0 | 0 | 0 | 0 | 0 | 0 | 0 | 0 | 0 | 0 | 0 | 0 | 0 | 0 | 0 | 0 | 0 | 0 | 0 | 0 | 0
refrigeration | March | peak | 0 | 0 | 0 | 0 | 0 | 0 | 0 | 0 | 0 | 0 | 0 | 0 | 0 | 0 | 0 | 0 | 0 | 0 | 0 | 0 | 0 | 0 | 0 | 0
refrigeration | April | peak | 0 | 0 | 0 | 0 | 0 | 0 | 0 | 0 | 0 | 0 | 0 | 0 | 0 | 0 | 0 | 0 | 0 | 0 | 0 | 0 | 0 | 0 | 0 | 0
refrigeration | May | peak | 0 | 0 | 0 | 0 | 0 | 0 | 0 | 0 | 0 | 0 | 0 | 0 | 0 | 0 | 0 | 0 | 0 | 0 | 0 | 0 | 0 | 0 | 0 | 0
refrigeration | June | peak | 0 | 0 | 0 | 0 | 0 | 0 | 0 | 0 | 0 | 0 | 0 | 0 | 0 | 0 | 0 | 0 | 0 | 0 | 0 | 0 | 0 | 0 | 0 | 0
refrigeration | July | peak | 0 | 0 | 0 | 0 | 0 | 0 | 0 | 0 | 0 | 0 | 0 | 0 | 0 | 0 | 0 | 0 | 0 | 0 | 0 | 0 | 0 | 0 | 0 | 0
refrigeration | August | peak | 0 | 0 | 0 | 0 | 0 | 0 | 0 | 0 | 0 | 0 | 0 | 0 | 0 | 0 | 0 | 0 | 0 | 0 | 0 | 0 | 0 | 0 | 0 | 0
refrigeration | September | peak | 0 | 0 | 0 | 0 | 0 | 0 | 0 | 0 | 0 | 0 | 0 | 0 | 0 | 0 | 0 | 0 | 0 | 0 | 0 | 0 | 0 | 0 | 0 | 0
refrigeration | October | peak | 0 | 0 | 0 | 0 | 0 | 0 | 0 | 0 | 0 | 0 | 0 | 0 | 0 | 0 | 0 | 0 | 0 | 0 | 0 | 0 | 0 | 0 | 0 | 0
refrigeration | November | peak | 0 | 0 | 0 | 0 | 0 | 0 | 0 | 0 | 0 | 0 | 0 | 0 | 0 | 0 | 0 | 0 | 0 | 0 | 0 | 0 | 0 | 0 | 0 | 0
refrigeration | December | peak | 0 | 0 | 0 | 0 | 0 | 0 | 0 | 0 | 0 | 0 | 0 | 0 | 0 | 0 | 0 | 0 | 0 | 0 | 0 | 0 | 0 | 0 | 0 | 0
refrigeration | January | weekend | 0 | 0 | 0 | 0 | 0 | 0 | 0 | 0 | 0 | 0 | 0 | 0 | 0 | 0 | 0 | 0 | 0 | 0 | 0 | 0 | 0 | 0 | 0 | 0
refrigeration | February | weekend | 0 | 0 | 0 | 0 | 0 | 0 | 0 | 0 | 0 | 0 | 0 | 0 | 0 | 0 | 0 | 0 | 0 | 0 | 0 | 0 | 0 | 0 | 0 | 0
refrigeration | March | weekend | 0 | 0 | 0 | 0 | 0 | 0 | 0 | 0 | 0 | 0 | 0 | 0 | 0 | 0 | 0 | 0 | 0 | 0 | 0 | 0 | 0 | 0 | 0 | 0
refrigeration | April | weekend | 0 | 0 | 0 | 0 | 0 | 0 | 0 | 0 | 0 | 0 | 0 | 0 | 0 | 0 | 0 | 0 | 0 | 0 | 0 | 0 | 0 | 0 | 0 | 0
refrigeration | May | weekend | 0 | 0 | 0 | 0 | 0 | 0 | 0 | 0 | 0 | 0 | 0 | 0 | 0 | 0 | 0 | 0 | 0 | 0 | 0 | 0 | 0 | 0 | 0 | 0
refrigeration | June | weekend | 0 | 0 | 0 | 0 | 0 | 0 | 0 | 0 | 0 | 0 | 0 | 0 | 0 | 0 | 0 | 0 | 0 | 0 | 0 | 0 | 0 | 0 | 0 | 0
refrigeration | July | weekend | 0 | 0 | 0 | 0 | 0 | 0 | 0 | 0 | 0 | 0 | 0 | 0 | 0 | 0 | 0 | 0 | 0 | 0 | 0 | 0 | 0 | 0 | 0 | 0
refrigeration | August | weekend | 0 | 0 | 0 | 0 | 0 | 0 | 0 | 0 | 0 | 0 | 0 | 0 | 0 | 0 | 0 | 0 | 0 | 0 | 0 | 0 | 0 | 0 | 0 | 0
refrigeration | September | weekend | 0 | 0 | 0 | 0 | 0 | 0 | 0 | 0 | 0 | 0 | 0 | 0 | 0 | 0 | 0 | 0 | 0 | 0 | 0 | 0 | 0 | 0 | 0 | 0
refrigeration | October | weekend | 0 | 0 | 0 | 0 | 0 | 0 | 0 | 0 | 0 | 0 | 0 | 0 | 0 | 0 | 0 | 0 | 0 | 0 | 0 | 0 | 0 | 0 | 0 | 0
refrigeration | November | weekend | 0 | 0 | 0 | 0 | 0 | 0 | 0 | 0 | 0 | 0 | 0 | 0 | 0 | 0 | 0 | 0 | 0 | 0 | 0 | 0 | 0 | 0 | 0 | 0
refrigeration | December | weekend | 0 | 0 | 0 | 0 | 0 | 0 | 0 | 0 | 0 | 0 | 0 | 0 | 0 | 0 | 0 | 0 | 0 | 0 | 0 | 0 | 0 | 0 | 0 | 0
space-heating | January | week | 0 | 0 | 0 | 0 | 0 | 0 | 0 | 0 | 0 | 0 | 0 | 0 | 0 | 0 | 0 | 0 | 0 | 0 | 0 | 0 | 0 | 0 | 0 | 0
space-heating | February | week | 0 | 0 | 0 | 0 | 0 | 0 | 0 | 0 | 0 | 0 | 0 | 0 | 0 | 0 | 0 | 0 | 0 | 0 | 0 | 0 | 0 | 0 | 0 | 0
space-heating | March | week | 0 | 0 | 0 | 0 | 0 | 0 | 0 | 0 | 0 | 0 | 0 | 0 | 0 | 0 | 0 | 0 | 0 | 0 | 0 | 0 | 0 | 0 | 0 | 0
space-heating | April | week | 0 | 0 | 0 | 0 | 0 | 0 | 0 | 0 | 0 | 0 | 0 | 0 | 0 | 0 | 0 | 0 | 0 | 0 | 0 | 0 | 0 | 0 | 0 | 0
space-heating | May | week | 0 | 0 | 0 | 0 | 0 | 0 | 0 | 0 | 0 | 0 | 0 | 0 | 0 | 0 | 0 | 0 | 0 | 0 | 0 | 0 | 0 | 0 | 0 | 0
space-heating | June | week | 0 | 0 | 0 | 0 | 0 | 0 | 0 | 0 | 0 | 0 | 0 | 0 | 0 | 0 | 0 | 0 | 0 | 0 | 0 | 0 | 0 | 0 | 0 | 0
space-heating | July | week | 0 | 0 | 0 | 0 | 0 | 0 | 0 | 0 | 0 | 0 | 0 | 0 | 0 | 0 | 0 | 0 | 0 | 0 | 0 | 0 | 0 | 0 | 0 | 0
space-heating | August | week | 0 | 0 | 0 | 0 | 0 | 0 | 0 | 0 | 0 | 0 | 0 | 0 | 0 | 0 | 0 | 0 | 0 | 0 | 0 | 0 | 0 | 0 | 0 | 0
space-heating | September | week | 0 | 0 | 0 | 0 | 0 | 0 | 0 | 0 | 0 | 0 | 0 | 0 | 0 | 0 | 0 | 0 | 0 | 0 | 0 | 0 | 0 | 0 | 0 | 0
space-heating | October | week | 0 | 0 | 0 | 0 | 0 | 0 | 0 | 0 | 0 | 0 | 0 | 0 | 0 | 0 | 0 | 0 | 0 | 0 | 0 | 0 | 0 | 0 | 0 | 0
space-heating | November | week | 0 | 0 | 0 | 0 | 0 | 0 | 0 | 0 | 0 | 0 | 0 | 0 | 0 | 0 | 0 | 0 | 0 | 0 | 0 | 0 | 0 | 0 | 0 | 0
space-heating | December | week | 0 | 0 | 0 | 0 | 0 | 0 | 0 | 0 | 0 | 0 | 0 | 0 | 0 | 0 | 0 | 0 | 0 | 0 | 0 | 0 | 0 | 0 | 0 | 0
space-heating | January | peak | 0 | 0 | 0 | 0 | 0 | 0 | 0 | 0 | 0 | 0 | 0 | 0 | 0 | 0 | 0 | 0 | 0 | 0 | 0 | 0 | 0 | 0 | 0 | 0
space-heating | February | peak | 0 | 0 | 0 | 0 | 0 | 0 | 0 | 0 | 0 | 0 | 0 | 0 | 0 | 0 | 0 | 0 | 0 | 0 | 0 | 0 | 0 | 0 | 0 | 0
space-heating | March | peak | 0 | 0 | 0 | 0 | 0 | 0 | 0 | 0 | 0 | 0 | 0 | 0 | 0 | 0 | 0 | 0 | 0 | 0 | 0 | 0 | 0 | 0 | 0 | 0
space-heating | April | peak | 0 | 0 | 0 | 0 | 0 | 0 | 0 | 0 | 0 | 0 | 0 | 0 | 0 | 0 | 0 | 0 | 0 | 0 | 0 | 0 | 0 | 0 | 0 | 0
space-heating | May | peak | 0 | 0 | 0 | 0 | 0 | 0 | 0 | 0 | 0 | 0 | 0 | 0 | 0 | 0 | 0 | 0 | 0 | 0 | 0 | 0 | 0 | 0 | 0 | 0
space-heating | June | peak | 0 | 0 | 0 | 0 | 0 | 0 | 0 | 0 | 0 | 0 | 0 | 0 | 0 | 0 | 0 | 0 | 0 | 0 | 0 | 0 | 0 | 0 | 0 | 0
space-heating | July | peak | 0 | 0 | 0 | 0 | 0 | 0 | 0 | 0 | 0 | 0 | 0 | 0 | 0 | 0 | 0 | 0 | 0 | 0 | 0 | 0 | 0 | 0 | 0 | 0
space-heating | August | peak | 0 | 0 | 0 | 0 | 0 | 0 | 0 | 0 | 0 | 0 | 0 | 0 | 0 | 0 | 0 | 0 | 0 | 0 | 0 | 0 | 0 | 0 | 0 | 0
space-heating | September | peak | 0 | 0 | 0 | 0 | 0 | 0 | 0 | 0 | 0 | 0 | 0 | 0 | 0 | 0 | 0 | 0 | 0 | 0 | 0 | 0 | 0 | 0 | 0 | 0
space-heating | October | peak | 0 | 0 | 0 | 0 | 0 | 0 | 0 | 0 | 0 | 0 | 0 | 0 | 0 | 0 | 0 | 0 | 0 | 0 | 0 | 0 | 0 | 0 | 0 | 0
space-heating | November | peak | 0 | 0 | 0 | 0 | 0 | 0 | 0 | 0 | 0 | 0 | 0 | 0 | 0 | 0 | 0 | 0 | 0 | 0 | 0 | 0 | 0 | 0 | 0 | 0
space-heating | December | peak | 0 | 0 | 0 | 0 | 0 | 0 | 0 | 0 | 0 | 0 | 0 | 0 | 0 | 0 | 0 | 0 | 0 | 0 | 0 | 0 | 0 | 0 | 0 | 0
space-heating | January | weekend | 0 | 0 | 0 | 0 | 0 | 0 | 0 | 0 | 0 | 0 | 0 | 0 | 0 | 0 | 0 | 0 | 0 | 0 | 0 | 0 | 0 | 0 | 0 | 0
space-heating | February | weekend | 0 | 0 | 0 | 0 | 0 | 0 | 0 | 0 | 0 | 0 | 0 | 0 | 0 | 0 | 0 | 0 | 0 | 0 | 0 | 0 | 0 | 0 | 0 | 0
space-heating | March | weekend | 0 | 0 | 0 | 0 | 0 | 0 | 0 | 0 | 0 | 0 | 0 | 0 | 0 | 0 | 0 | 0 | 0 | 0 | 0 | 0 | 0 | 0 | 0 | 0
space-heating | April | weekend | 0 | 0 | 0 | 0 | 0 | 0 | 0 | 0 | 0 | 0 | 0 | 0 | 0 | 0 | 0 | 0 | 0 | 0 | 0 | 0 | 0 | 0 | 0 | 0
space-heating | May | weekend | 0 | 0 | 0 | 0 | 0 | 0 | 0 | 0 | 0 | 0 | 0 | 0 | 0 | 0 | 0 | 0 | 0 | 0 | 0 | 0 | 0 | 0 | 0 | 0
space-heating | June | weekend | 0 | 0 | 0 | 0 | 0 | 0 | 0 | 0 | 0 | 0 | 0 | 0 | 0 | 0 | 0 | 0 | 0 | 0 | 0 | 0 | 0 | 0 | 0 | 0
space-heating | July | weekend | 0 | 0 | 0 | 0 | 0 | 0 | 0 | 0 | 0 | 0 | 0 | 0 | 0 | 0 | 0 | 0 | 0 | 0 | 0 | 0 | 0 | 0 | 0 | 0
space-heating | August | weekend | 0 | 0 | 0 | 0 | 0 | 0 | 0 | 0 | 0 | 0 | 0 | 0 | 0 | 0 | 0 | 0 | 0 | 0 | 0 | 0 | 0 | 0 | 0 | 0
space-heating | September | weekend | 0 | 0 | 0 | 0 | 0 | 0 | 0 | 0 | 0 | 0 | 0 | 0 | 0 | 0 | 0 | 0 | 0 | 0 | 0 | 0 | 0 | 0 | 0 | 0
space-heating | October | weekend | 0 | 0 | 0 | 0 | 0 | 0 | 0 | 0 | 0 | 0 | 0 | 0 | 0 | 0 | 0 | 0 | 0 | 0 | 0 | 0 | 0 | 0 | 0 | 0
space-heating | November | weekend | 0 | 0 | 0 | 0 | 0 | 0 | 0 | 0 | 0 | 0 | 0 | 0 | 0 | 0 | 0 | 0 | 0 | 0 | 0 | 0 | 0 | 0 | 0 | 0
space-heating | December | weekend | 0 | 0 | 0 | 0 | 0 | 0 | 0 | 0 | 0 | 0 | 0 | 0 | 0 | 0 | 0 | 0 | 0 | 0 | 0 | 0 | 0 | 0 | 0 | 0
water-heating | January | week | 0 | 0 | 0 | 0 | 0 | 0 | 0 | 0 | 0 | 0 | 0 | 0 | 0 | 0 | 0 | 0 | 0 | 0 | 0 | 0 | 0 | 0 | 0 | 0
water-heating | February | week | 0 | 0 | 0 | 0 | 0 | 0 | 0 | 0 | 0 | 0 | 0 | 0 | 0 | 0 | 0 | 0 | 0 | 0 | 0 | 0 | 0 | 0 | 0 | 0
water-heating | March | week | 0 | 0 | 0 | 0 | 0 | 0 | 0 | 0 | 0 | 0 | 0 | 0 | 0 | 0 | 0 | 0 | 0 | 0 | 0 | 0 | 0 | 0 | 0 | 0
water-heating | April | week | 0 | 0 | 0 | 0 | 0 | 0 | 0 | 0 | 0 | 0 | 0 | 0 | 0 | 0 | 0 | 0 | 0 | 0 | 0 | 0 | 0 | 0 | 0 | 0
water-heating | May | week | 0 | 0 | 0 | 0 | 0 | 0 | 0 | 0 | 0 | 0 | 0 | 0 | 0 | 0 | 0 | 0 | 0 | 0 | 0 | 0 | 0 | 0 | 0 | 0
water-heating | June | week | 0 | 0 | 0 | 0 | 0 | 0 | 0 | 0 | 0 | 0 | 0 | 0 | 0 | 0 | 0 | 0 | 0 | 0 | 0 | 0 | 0 | 0 | 0 | 0
water-heating | July | week | 0 | 0 | 0 | 0 | 0 | 0 | 0 | 0 | 0 | 0 | 0 | 0 | 0 | 0 | 0 | 0 | 0 | 0 | 0 | 0 | 0 | 0 | 0 | 0
water-heating | August | week | 0 | 0 | 0 | 0 | 0 | 0 | 0 | 0 | 0 | 0 | 0 | 0 | 0 | 0 | 0 | 0 | 0 | 0 | 0 | 0 | 0 | 0 | 0 | 0
water-heating | September | week | 0 | 0 | 0 | 0 | 0 | 0 | 0 | 0 | 0 | 0 | 0 | 0 | 0 | 0 | 0 | 0 | 0 | 0 | 0 | 0 | 0 | 0 | 0 | 0
water-heating | October | week | 0 | 0 | 0 | 0 | 0 | 0 | 0 | 0 | 0 | 0 | 0 | 0 | 0 | 0 | 0 | 0 | 0 | 0 | 0 | 0 | 0 | 0 | 0 | 0
water-heating | November | week | 0 | 0 | 0 | 0 | 0 | 0 | 0 | 0 | 0 | 0 | 0 | 0 | 0 | 0 | 0 | 0 | 0 | 0 | 0 | 0 | 0 | 0 | 0 | 0
water-heating | December | week | 0 | 0 | 0 | 0 | 0 | 0 | 0 | 0 | 0 | 0 | 0 | 0 | 0 | 0 | 0 | 0 | 0 | 0 | 0 | 0 | 0 | 0 | 0 | 0
water-heating | January | peak | 0 | 0 | 0 | 0 | 0 | 0 | 0 | 0 | 0 | 0 | 0 | 0 | 0 | 0 | 0 | 0 | 0 | 0 | 0 | 0 | 0 | 0 | 0 | 0
water-heating | February | peak | 0 | 0 | 0 | 0 | 0 | 0 | 0 | 0 | 0 | 0 | 0 | 0 | 0 | 0 | 0 | 0 | 0 | 0 | 0 | 0 | 0 | 0 | 0 | 0
water-heating | March | peak | 0 | 0 | 0 | 0 | 0 | 0 | 0 | 0 | 0 | 0 | 0 | 0 | 0 | 0 | 0 | 0 | 0 | 0 | 0 | 0 | 0 | 0 | 0 | 0
water-heating | April | peak | 0 | 0 | 0 | 0 | 0 | 0 | 0 | 0 | 0 | 0 | 0 | 0 | 0 | 0 | 0 | 0 | 0 | 0 | 0 | 0 | 0 | 0 | 0 | 0
water-heating | May | peak | 0 | 0 | 0 | 0 | 0 | 0 | 0 | 0 | 0 | 0 | 0 | 0 | 0 | 0 | 0 | 0 | 0 | 0 | 0 | 0 | 0 | 0 | 0 | 0
water-heating | June | peak | 0 | 0 | 0 | 0 | 0 | 0 | 0 | 0 | 0 | 0 | 0 | 0 | 0 | 0 | 0 | 0 | 0 | 0 | 0 | 0 | 0 | 0 | 0 | 0
water-heating | July | peak | 0 | 0 | 0 | 0 | 0 | 0 | 0 | 0 | 0 | 0 | 0 | 0 | 0 | 0 | 0 | 0 | 0 | 0 | 0 | 0 | 0 | 0 | 0 | 0
water-heating | August | peak | 0 | 0 | 0 | 0 | 0 | 0 | 0 | 0 | 0 | 0 | 0 | 0 | 0 | 0 | 0 | 0 | 0 | 0 | 0 | 0 | 0 | 0 | 0 | 0
water-heating | September | peak | 0 | 0 | 0 | 0 | 0 | 0 | 0 | 0 | 0 | 0 | 0 | 0 | 0 | 0 | 0 | 0 | 0 | 0 | 0 | 0 | 0 | 0 | 0 | 0
water-heating | October | peak | 0 | 0 | 0 | 0 | 0 | 0 | 0 | 0 | 0 | 0 | 0 | 0 | 0 | 0 | 0 | 0 | 0 | 0 | 0 | 0 | 0 | 0 | 0 | 0
water-heating | November | peak | 0 | 0 | 0 | 0 | 0 | 0 | 0 | 0 | 0 | 0 | 0 | 0 | 0 | 0 | 0 | 0 | 0 | 0 | 0 | 0 | 0 | 0 | 0 | 0
water-heating | December | peak | 0 | 0 | 0 | 0 | 0 | 0 | 0 | 0 | 0 | 0 | 0 | 0 | 0 | 0 | 0 | 0 | 0 | 0 | 0 | 0 | 0 | 0 | 0 | 0
water-heating | January | weekend | 0 | 0 | 0 | 0 | 0 | 0 | 0 | 0 | 0 | 0 | 0 | 0 | 0 | 0 | 0 | 0 | 0 | 0 | 0 | 0 | 0 | 0 | 0 | 0
water-heating | February | weekend | 0 | 0 | 0 | 0 | 0 | 0 | 0 | 0 | 0 | 0 | 0 | 0 | 0 | 0 | 0 | 0 | 0 | 0 | 0 | 0 | 0 | 0 | 0 | 0
water-heating | March | weekend | 0 | 0 | 0 | 0 | 0 | 0 | 0 | 0 | 0 | 0 | 0 | 0 | 0 | 0 | 0 | 0 | 0 | 0 | 0 | 0 | 0 | 0 | 0 | 0
water-heating | April | weekend | 0 | 0 | 0 | 0 | 0 | 0 | 0 | 0 | 0 | 0 | 0 | 0 | 0 | 0 | 0 | 0 | 0 | 0 | 0 | 0 | 0 | 0 | 0 | 0
water-heating | May | weekend | 0 | 0 | 0 | 0 | 0 | 0 | 0 | 0 | 0 | 0 | 0 | 0 | 0 | 0 | 0 | 0 | 0 | 0 | 0 | 0 | 0 | 0 | 0 | 0
water-heating | June | weekend | 0 | 0 | 0 | 0 | 0 | 0 | 0 | 0 | 0 | 0 | 0 | 0 | 0 | 0 | 0 | 0 | 0 | 0 | 0 | 0 | 0 | 0 | 0 | 0
water-heating | July | weekend | 0 | 0 | 0 | 0 | 0 | 0 | 0 | 0 | 0 | 0 | 0 | 0 | 0 | 0 | 0 | 0 | 0 | 0 | 0 | 0 | 0 | 0 | 0 | 0
water-heating | August | weekend | 0 | 0 | 0 | 0 | 0 | 0 | 0 | 0 | 0 | 0 | 0 | 0 | 0 | 0 | 0 | 0 | 0 | 0 | 0 | 0 | 0 | 0 | 0 | 0
water-heating | September | weekend | 0 | 0 | 0 | 0 | 0 | 0 | 0 | 0 | 0 | 0 | 0 | 0 | 0 | 0 | 0 | 0 | 0 | 0 | 0 | 0 | 0 | 0 | 0 | 0
water-heating | October | weekend | 0 | 0 | 0 | 0 | 0 | 0 | 0 | 0 | 0 | 0 | 0 | 0 | 0 | 0 | 0 | 0 | 0 | 0 | 0 | 0 | 0 | 0 | 0 | 0
water-heating | November | weekend | 0 | 0 | 0 | 0 | 0 | 0 | 0 | 0 | 0 | 0 | 0 | 0 | 0 | 0 | 0 | 0 | 0 | 0 | 0 | 0 | 0 | 0 | 0 | 0
water-heating | December | weekend | 0 | 0 | 0 | 0 | 0 | 0 | 0 | 0 | 0 | 0 | 0 | 0 | 0 | 0 | 0 | 0 | 0 | 0 | 0 | 0 | 0 | 0 | 0 | 0
naturalgas-only | January | week | 0 | 0 | 0 | 0 | 0 | 0 | 0 | 0 | 0 | 0 | 0 | 0 | 0 | 0 | 0 | 0 | 0 | 0 | 0 | 0 | 0 | 0 | 0 | 0
naturalgas-only | February | week | 0 | 0 | 0 | 0 | 0 | 0 | 0 | 0 | 0 | 0 | 0 | 0 | 0 | 0 | 0 | 0 | 0 | 0 | 0 | 0 | 0 | 0 | 0 | 0
naturalgas-only | March | week | 0 | 0 | 0 | 0 | 0 | 0 | 0 | 0 | 0 | 0 | 0 | 0 | 0 | 0 | 0 | 0 | 0 | 0 | 0 | 0 | 0 | 0 | 0 | 0
naturalgas-only | April | week | 0 | 0 | 0 | 0 | 0 | 0 | 0 | 0 | 0 | 0 | 0 | 0 | 0 | 0 | 0 | 0 | 0 | 0 | 0 | 0 | 0 | 0 | 0 | 0
naturalgas-only | May | week | 0 | 0 | 0 | 0 | 0 | 0 | 0 | 0 | 0 | 0 | 0 | 0 | 0 | 0 | 0 | 0 | 0 | 0 | 0 | 0 | 0 | 0 | 0 | 0
naturalgas-only | June | week | 0 | 0 | 0 | 0 | 0 | 0 | 0 | 0 | 0 | 0 | 0 | 0 | 0 | 0 | 0 | 0 | 0 | 0 | 0 | 0 | 0 | 0 | 0 | 0
naturalgas-only | July | week | 0 | 0 | 0 | 0 | 0 | 0 | 0 | 0 | 0 | 0 | 0 | 0 | 0 | 0 | 0 | 0 | 0 | 0 | 0 | 0 | 0 | 0 | 0 | 0
naturalgas-only | August | week | 0 | 0 | 0 | 0 | 0 | 0 | 0 | 0 | 0 | 0 | 0 | 0 | 0 | 0 | 0 | 0 | 0 | 0 | 0 | 0 | 0 | 0 | 0 | 0
naturalgas-only | September | week | 0 | 0 | 0 | 0 | 0 | 0 | 0 | 0 | 0 | 0 | 0 | 0 | 0 | 0 | 0 | 0 | 0 | 0 | 0 | 0 | 0 | 0 | 0 | 0
naturalgas-only | October | week | 0 | 0 | 0 | 0 | 0 | 0 | 0 | 0 | 0 | 0 | 0 | 0 | 0 | 0 | 0 | 0 | 0 | 0 | 0 | 0 | 0 | 0 | 0 | 0
naturalgas-only | November | week | 0 | 0 | 0 | 0 | 0 | 0 | 0 | 0 | 0 | 0 | 0 | 0 | 0 | 0 | 0 | 0 | 0 | 0 | 0 | 0 | 0 | 0 | 0 | 0
naturalgas-only | December | week | 0 | 0 | 0 | 0 | 0 | 0 | 0 | 0 | 0 | 0 | 0 | 0 | 0 | 0 | 0 | 0 | 0 | 0 | 0 | 0 | 0 | 0 | 0 | 0
naturalgas-only | January | peak | 0 | 0 | 0 | 0 | 0 | 0 | 0 | 0 | 0 | 0 | 0 | 0 | 0 | 0 | 0 | 0 | 0 | 0 | 0 | 0 | 0 | 0 | 0 | 0
naturalgas-only | February | peak | 0 | 0 | 0 | 0 | 0 | 0 | 0 | 0 | 0 | 0 | 0 | 0 | 0 | 0 | 0 | 0 | 0 | 0 | 0 | 0 | 0 | 0 | 0 | 0
naturalgas-only | March | peak | 0 | 0 | 0 | 0 | 0 | 0 | 0 | 0 | 0 | 0 | 0 | 0 | 0 | 0 | 0 | 0 | 0 | 0 | 0 | 0 | 0 | 0 | 0 | 0
naturalgas-only | April | peak | 0 | 0 | 0 | 0 | 0 | 0 | 0 | 0 | 0 | 0 | 0 | 0 | 0 | 0 | 0 | 0 | 0 | 0 | 0 | 0 | 0 | 0 | 0 | 0
naturalgas-only | May | peak | 0 | 0 | 0 | 0 | 0 | 0 | 0 | 0 | 0 | 0 | 0 | 0 | 0 | 0 | 0 | 0 | 0 | 0 | 0 | 0 | 0 | 0 | 0 | 0
naturalgas-only | June | peak | 0 | 0 | 0 | 0 | 0 | 0 | 0 | 0 | 0 | 0 | 0 | 0 | 0 | 0 | 0 | 0 | 0 | 0 | 0 | 0 | 0 | 0 | 0 | 0
naturalgas-only | July | peak | 0 | 0 | 0 | 0 | 0 | 0 | 0 | 0 | 0 | 0 | 0 | 0 | 0 | 0 | 0 | 0 | 0 | 0 | 0 | 0 | 0 | 0 | 0 | 0
naturalgas-only | August | peak | 0 | 0 | 0 | 0 | 0 | 0 | 0 | 0 | 0 | 0 | 0 | 0 | 0 | 0 | 0 | 0 | 0 | 0 | 0 | 0 | 0 | 0 | 0 | 0
naturalgas-only | September | peak | 0 | 0 | 0 | 0 | 0 | 0 | 0 | 0 | 0 | 0 | 0 | 0 | 0 | 0 | 0 | 0 | 0 | 0 | 0 | 0 | 0 | 0 | 0 | 0
naturalgas-only | October | peak | 0 | 0 | 0 | 0 | 0 | 0 | 0 | 0 | 0 | 0 | 0 | 0 | 0 | 0 | 0 | 0 | 0 | 0 | 0 | 0 | 0 | 0 | 0 | 0
naturalgas-only | November | peak | 0 | 0 | 0 | 0 | 0 | 0 | 0 | 0 | 0 | 0 | 0 | 0 | 0 | 0 | 0 | 0 | 0 | 0 | 0 | 0 | 0 | 0 | 0 | 0
naturalgas-only | December | peak | 0 | 0 | 0 | 0 | 0 | 0 | 0 | 0 | 0 | 0 | 0 | 0 | 0 | 0 | 0 | 0 | 0 | 0 | 0 | 0 | 0 | 0 | 0 | 0
naturalgas-only | January | weekend | 0 | 0 | 0 | 0 | 0 | 0 | 0 | 0 | 0 | 0 | 0 | 0 | 0 | 0 | 0 | 0 | 0 | 0 | 0 | 0 | 0 | 0 | 0 | 0
naturalgas-only | February | weekend | 0 | 0 | 0 | 0 | 0 | 0 | 0 | 0 | 0 | 0 | 0 | 0 | 0 | 0 | 0 | 0 | 0 | 0 | 0 | 0 | 0 | 0 | 0 | 0
naturalgas-only | March | weekend | 0 | 0 | 0 | 0 | 0 | 0 | 0 | 0 | 0 | 0 | 0 | 0 | 0 | 0 | 0 | 0 | 0 | 0 | 0 | 0 | 0 | 0 | 0 | 0
naturalgas-only | April | weekend | 0 | 0 | 0 | 0 | 0 | 0 | 0 | 0 | 0 | 0 | 0 | 0 | 0 | 0 | 0 | 0 | 0 | 0 | 0 | 0 | 0 | 0 | 0 | 0
naturalgas-only | May | weekend | 0 | 0 | 0 | 0 | 0 | 0 | 0 | 0 | 0 | 0 | 0 | 0 | 0 | 0 | 0 | 0 | 0 | 0 | 0 | 0 | 0 | 0 | 0 | 0
naturalgas-only | June | weekend | 0 | 0 | 0 | 0 | 0 | 0 | 0 | 0 | 0 | 0 | 0 | 0 | 0 | 0 | 0 | 0 | 0 | 0 | 0 | 0 | 0 | 0 | 0 | 0
naturalgas-only | July | weekend | 0 | 0 | 0 | 0 | 0 | 0 | 0 | 0 | 0 | 0 | 0 | 0 | 0 | 0 | 0 | 0 | 0 | 0 | 0 | 0 | 0 | 0 | 0 | 0
naturalgas-only | August | weekend | 0 | 0 | 0 | 0 | 0 | 0 | 0 | 0 | 0 | 0 | 0 | 0 | 0 | 0 | 0 | 0 | 0 | 0 | 0 | 0 | 0 | 0 | 0 | 0
naturalgas-only | September | weekend | 0 | 0 | 0 | 0 | 0 | 0 | 0 | 0 | 0 | 0 | 0 | 0 | 0 | 0 | 0 | 0 | 0 | 0 | 0 | 0 | 0 | 0 | 0 | 0
naturalgas-only | October | weekend | 0 | 0 | 0 | 0 | 0 | 0 | 0 | 0 | 0 | 0 | 0 | 0 | 0 | 0 | 0 | 0 | 0 | 0 | 0 | 0 | 0 | 0 | 0 | 0
naturalgas-only | November | weekend | 0 | 0 | 0 | 0 | 0 | 0 | 0 | 0 | 0 | 0 | 0 | 0 | 0 | 0 | 0 | 0 | 0 | 0 | 0 | 0 | 0 | 0 | 0 | 0
naturalgas-only | December | weekend | 0 | 0 | 0 | 0 | 0 | 0 | 0 | 0 | 0 | 0 | 0 | 0 | 0 | 0 | 0 | 0 | 0 | 0 | 0 | 0 | 0 | 0 | 0 | 0

## LoadInput_N12_P
|  |  | 1 | 2 | 3 | 4 | 5 | 6 | 7 | 8 | 9 | 10 | 11 | 12 | 13 | 14 | 15 | 16 | 17 | 18 | 19 | 20 | 21 | 22 | 23 | 24
electricity-only | January | week | 0 | 0 | 0 | 0 | 0 | 0 | 0 | 0 | 0 | 0 | 0 | 0 | 0 | 0 | 0 | 0 | 0 | 0 | 0 | 0 | 0 | 0 | 0 | 0
electricity-only | February | week | 0 | 0 | 0 | 0 | 0 | 0 | 0 | 0 | 0 | 0 | 0 | 0 | 0 | 0 | 0 | 0 | 0 | 0 | 0 | 0 | 0 | 0 | 0 | 0
electricity-only | March | week | 0 | 0 | 0 | 0 | 0 | 0 | 0 | 0 | 0 | 0 | 0 | 0 | 0 | 0 | 0 | 0 | 0 | 0 | 0 | 0 | 0 | 0 | 0 | 0
electricity-only | April | week | 0 | 0 | 0 | 0 | 0 | 0 | 0 | 0 | 0 | 0 | 0 | 0 | 0 | 0 | 0 | 0 | 0 | 0 | 0 | 0 | 0 | 0 | 0 | 0
electricity-only | May | week | 0 | 0 | 0 | 0 | 0 | 0 | 0 | 0 | 0 | 0 | 0 | 0 | 0 | 0 | 0 | 0 | 0 | 0 | 0 | 0 | 0 | 0 | 0 | 0
electricity-only | June | week | 0 | 0 | 0 | 0 | 0 | 0 | 0 | 0 | 0 | 0 | 0 | 0 | 0 | 0 | 0 | 0 | 0 | 0 | 0 | 0 | 0 | 0 | 0 | 0
electricity-only | July | week | 0 | 0 | 0 | 0 | 0 | 0 | 0 | 0 | 0 | 0 | 0 | 0 | 0 | 0 | 0 | 0 | 0 | 0 | 0 | 0 | 0 | 0 | 0 | 0
electricity-only | August | week | 0 | 0 | 0 | 0 | 0 | 0 | 0 | 0 | 0 | 0 | 0 | 0 | 0 | 0 | 0 | 0 | 0 | 0 | 0 | 0 | 0 | 0 | 0 | 0
electricity-only | September | week | 0 | 0 | 0 | 0 | 0 | 0 | 0 | 0 | 0 | 0 | 0 | 0 | 0 | 0 | 0 | 0 | 0 | 0 | 0 | 0 | 0 | 0 | 0 | 0
electricity-only | October | week | 0 | 0 | 0 | 0 | 0 | 0 | 0 | 0 | 0 | 0 | 0 | 0 | 0 | 0 | 0 | 0 | 0 | 0 | 0 | 0 | 0 | 0 | 0 | 0
electricity-only | November | week | 0 | 0 | 0 | 0 | 0 | 0 | 0 | 0 | 0 | 0 | 0 | 0 | 0 | 0 | 0 | 0 | 0 | 0 | 0 | 0 | 0 | 0 | 0 | 0
electricity-only | December | week | 0 | 0 | 0 | 0 | 0 | 0 | 0 | 0 | 0 | 0 | 0 | 0 | 0 | 0 | 0 | 0 | 0 | 0 | 0 | 0 | 0 | 0 | 0 | 0
electricity-only | January | peak | 0 | 0 | 0 | 0 | 0 | 0 | 0 | 0 | 0 | 0 | 0 | 0 | 0 | 0 | 0 | 0 | 0 | 0 | 0 | 0 | 0 | 0 | 0 | 0
electricity-only | February | peak | 0 | 0 | 0 | 0 | 0 | 0 | 0 | 0 | 0 | 0 | 0 | 0 | 0 | 0 | 0 | 0 | 0 | 0 | 0 | 0 | 0 | 0 | 0 | 0
electricity-only | March | peak | 0 | 0 | 0 | 0 | 0 | 0 | 0 | 0 | 0 | 0 | 0 | 0 | 0 | 0 | 0 | 0 | 0 | 0 | 0 | 0 | 0 | 0 | 0 | 0
electricity-only | April | peak | 0 | 0 | 0 | 0 | 0 | 0 | 0 | 0 | 0 | 0 | 0 | 0 | 0 | 0 | 0 | 0 | 0 | 0 | 0 | 0 | 0 | 0 | 0 | 0
electricity-only | May | peak | 0 | 0 | 0 | 0 | 0 | 0 | 0 | 0 | 0 | 0 | 0 | 0 | 0 | 0 | 0 | 0 | 0 | 0 | 0 | 0 | 0 | 0 | 0 | 0
electricity-only | June | peak | 0 | 0 | 0 | 0 | 0 | 0 | 0 | 0 | 0 | 0 | 0 | 0 | 0 | 0 | 0 | 0 | 0 | 0 | 0 | 0 | 0 | 0 | 0 | 0
electricity-only | July | peak | 0 | 0 | 0 | 0 | 0 | 0 | 0 | 0 | 0 | 0 | 0 | 0 | 0 | 0 | 0 | 0 | 0 | 0 | 0 | 0 | 0 | 0 | 0 | 0
electricity-only | August | peak | 0 | 0 | 0 | 0 | 0 | 0 | 0 | 0 | 0 | 0 | 0 | 0 | 0 | 0 | 0 | 0 | 0 | 0 | 0 | 0 | 0 | 0 | 0 | 0
electricity-only | September | peak | 0 | 0 | 0 | 0 | 0 | 0 | 0 | 0 | 0 | 0 | 0 | 0 | 0 | 0 | 0 | 0 | 0 | 0 | 0 | 0 | 0 | 0 | 0 | 0
electricity-only | October | peak | 0 | 0 | 0 | 0 | 0 | 0 | 0 | 0 | 0 | 0 | 0 | 0 | 0 | 0 | 0 | 0 | 0 | 0 | 0 | 0 | 0 | 0 | 0 | 0
electricity-only | November | peak | 0 | 0 | 0 | 0 | 0 | 0 | 0 | 0 | 0 | 0 | 0 | 0 | 0 | 0 | 0 | 0 | 0 | 0 | 0 | 0 | 0 | 0 | 0 | 0
electricity-only | December | peak | 0 | 0 | 0 | 0 | 0 | 0 | 0 | 0 | 0 | 0 | 0 | 0 | 0 | 0 | 0 | 0 | 0 | 0 | 0 | 0 | 0 | 0 | 0 | 0
electricity-only | January | weekend | 0 | 0 | 0 | 0 | 0 | 0 | 0 | 0 | 0 | 0 | 0 | 0 | 0 | 0 | 0 | 0 | 0 | 0 | 0 | 0 | 0 | 0 | 0 | 0
electricity-only | February | weekend | 0 | 0 | 0 | 0 | 0 | 0 | 0 | 0 | 0 | 0 | 0 | 0 | 0 | 0 | 0 | 0 | 0 | 0 | 0 | 0 | 0 | 0 | 0 | 0
electricity-only | March | weekend | 0 | 0 | 0 | 0 | 0 | 0 | 0 | 0 | 0 | 0 | 0 | 0 | 0 | 0 | 0 | 0 | 0 | 0 | 0 | 0 | 0 | 0 | 0 | 0
electricity-only | April | weekend | 0 | 0 | 0 | 0 | 0 | 0 | 0 | 0 | 0 | 0 | 0 | 0 | 0 | 0 | 0 | 0 | 0 | 0 | 0 | 0 | 0 | 0 | 0 | 0
electricity-only | May | weekend | 0 | 0 | 0 | 0 | 0 | 0 | 0 | 0 | 0 | 0 | 0 | 0 | 0 | 0 | 0 | 0 | 0 | 0 | 0 | 0 | 0 | 0 | 0 | 0
electricity-only | June | weekend | 0 | 0 | 0 | 0 | 0 | 0 | 0 | 0 | 0 | 0 | 0 | 0 | 0 | 0 | 0 | 0 | 0 | 0 | 0 | 0 | 0 | 0 | 0 | 0
electricity-only | July | weekend | 0 | 0 | 0 | 0 | 0 | 0 | 0 | 0 | 0 | 0 | 0 | 0 | 0 | 0 | 0 | 0 | 0 | 0 | 0 | 0 | 0 | 0 | 0 | 0
electricity-only | August | weekend | 0 | 0 | 0 | 0 | 0 | 0 | 0 | 0 | 0 | 0 | 0 | 0 | 0 | 0 | 0 | 0 | 0 | 0 | 0 | 0 | 0 | 0 | 0 | 0
electricity-only | September | weekend | 0 | 0 | 0 | 0 | 0 | 0 | 0 | 0 | 0 | 0 | 0 | 0 | 0 | 0 | 0 | 0 | 0 | 0 | 0 | 0 | 0 | 0 | 0 | 0
electricity-only | October | weekend | 0 | 0 | 0 | 0 | 0 | 0 | 0 | 0 | 0 | 0 | 0 | 0 | 0 | 0 | 0 | 0 | 0 | 0 | 0 | 0 | 0 | 0 | 0 | 0
electricity-only | November | weekend | 0 | 0 | 0 | 0 | 0 | 0 | 0 | 0 | 0 | 0 | 0 | 0 | 0 | 0 | 0 | 0 | 0 | 0 | 0 | 0 | 0 | 0 | 0 | 0
electricity-only | December | weekend | 0 | 0 | 0 | 0 | 0 | 0 | 0 | 0 | 0 | 0 | 0 | 0 | 0 | 0 | 0 | 0 | 0 | 0 | 0 | 0 | 0 | 0 | 0 | 0
cooling | January | week | 0 | 0 | 0 | 0 | 0 | 0 | 0 | 0 | 0 | 0 | 0 | 0 | 0 | 0 | 0 | 0 | 0 | 0 | 0 | 0 | 0 | 0 | 0 | 0
cooling | February | week | 0 | 0 | 0 | 0 | 0 | 0 | 0 | 0 | 0 | 0 | 0 | 0 | 0 | 0 | 0 | 0 | 0 | 0 | 0 | 0 | 0 | 0 | 0 | 0
cooling | March | week | 0 | 0 | 0 | 0 | 0 | 0 | 0 | 0 | 0 | 0 | 0 | 0 | 0 | 0 | 0 | 0 | 0 | 0 | 0 | 0 | 0 | 0 | 0 | 0
cooling | April | week | 0 | 0 | 0 | 0 | 0 | 0 | 0 | 0 | 0 | 0 | 0 | 0 | 0 | 0 | 0 | 0 | 0 | 0 | 0 | 0 | 0 | 0 | 0 | 0
cooling | May | week | 0 | 0 | 0 | 0 | 0 | 0 | 0 | 0 | 0 | 0 | 0 | 0 | 0 | 0 | 0 | 0 | 0 | 0 | 0 | 0 | 0 | 0 | 0 | 0
cooling | June | week | 0 | 0 | 0 | 0 | 0 | 0 | 0 | 0 | 0 | 0 | 0 | 0 | 0 | 0 | 0 | 0 | 0 | 0 | 0 | 0 | 0 | 0 | 0 | 0
cooling | July | week | 0 | 0 | 0 | 0 | 0 | 0 | 0 | 0 | 0 | 0 | 0 | 0 | 0 | 0 | 0 | 0 | 0 | 0 | 0 | 0 | 0 | 0 | 0 | 0
cooling | August | week | 0 | 0 | 0 | 0 | 0 | 0 | 0 | 0 | 0 | 0 | 0 | 0 | 0 | 0 | 0 | 0 | 0 | 0 | 0 | 0 | 0 | 0 | 0 | 0
cooling | September | week | 0 | 0 | 0 | 0 | 0 | 0 | 0 | 0 | 0 | 0 | 0 | 0 | 0 | 0 | 0 | 0 | 0 | 0 | 0 | 0 | 0 | 0 | 0 | 0
cooling | October | week | 0 | 0 | 0 | 0 | 0 | 0 | 0 | 0 | 0 | 0 | 0 | 0 | 0 | 0 | 0 | 0 | 0 | 0 | 0 | 0 | 0 | 0 | 0 | 0
cooling | November | week | 0 | 0 | 0 | 0 | 0 | 0 | 0 | 0 | 0 | 0 | 0 | 0 | 0 | 0 | 0 | 0 | 0 | 0 | 0 | 0 | 0 | 0 | 0 | 0
cooling | December | week | 0 | 0 | 0 | 0 | 0 | 0 | 0 | 0 | 0 | 0 | 0 | 0 | 0 | 0 | 0 | 0 | 0 | 0 | 0 | 0 | 0 | 0 | 0 | 0
cooling | January | peak | 0 | 0 | 0 | 0 | 0 | 0 | 0 | 0 | 0 | 0 | 0 | 0 | 0 | 0 | 0 | 0 | 0 | 0 | 0 | 0 | 0 | 0 | 0 | 0
cooling | February | peak | 0 | 0 | 0 | 0 | 0 | 0 | 0 | 0 | 0 | 0 | 0 | 0 | 0 | 0 | 0 | 0 | 0 | 0 | 0 | 0 | 0 | 0 | 0 | 0
cooling | March | peak | 0 | 0 | 0 | 0 | 0 | 0 | 0 | 0 | 0 | 0 | 0 | 0 | 0 | 0 | 0 | 0 | 0 | 0 | 0 | 0 | 0 | 0 | 0 | 0
cooling | April | peak | 0 | 0 | 0 | 0 | 0 | 0 | 0 | 0 | 0 | 0 | 0 | 0 | 0 | 0 | 0 | 0 | 0 | 0 | 0 | 0 | 0 | 0 | 0 | 0
cooling | May | peak | 0 | 0 | 0 | 0 | 0 | 0 | 0 | 0 | 0 | 0 | 0 | 0 | 0 | 0 | 0 | 0 | 0 | 0 | 0 | 0 | 0 | 0 | 0 | 0
cooling | June | peak | 0 | 0 | 0 | 0 | 0 | 0 | 0 | 0 | 0 | 0 | 0 | 0 | 0 | 0 | 0 | 0 | 0 | 0 | 0 | 0 | 0 | 0 | 0 | 0
cooling | July | peak | 0 | 0 | 0 | 0 | 0 | 0 | 0 | 0 | 0 | 0 | 0 | 0 | 0 | 0 | 0 | 0 | 0 | 0 | 0 | 0 | 0 | 0 | 0 | 0
cooling | August | peak | 0 | 0 | 0 | 0 | 0 | 0 | 0 | 0 | 0 | 0 | 0 | 0 | 0 | 0 | 0 | 0 | 0 | 0 | 0 | 0 | 0 | 0 | 0 | 0
cooling | September | peak | 0 | 0 | 0 | 0 | 0 | 0 | 0 | 0 | 0 | 0 | 0 | 0 | 0 | 0 | 0 | 0 | 0 | 0 | 0 | 0 | 0 | 0 | 0 | 0
cooling | October | peak | 0 | 0 | 0 | 0 | 0 | 0 | 0 | 0 | 0 | 0 | 0 | 0 | 0 | 0 | 0 | 0 | 0 | 0 | 0 | 0 | 0 | 0 | 0 | 0
cooling | November | peak | 0 | 0 | 0 | 0 | 0 | 0 | 0 | 0 | 0 | 0 | 0 | 0 | 0 | 0 | 0 | 0 | 0 | 0 | 0 | 0 | 0 | 0 | 0 | 0
cooling | December | peak | 0 | 0 | 0 | 0 | 0 | 0 | 0 | 0 | 0 | 0 | 0 | 0 | 0 | 0 | 0 | 0 | 0 | 0 | 0 | 0 | 0 | 0 | 0 | 0
cooling | January | weekend | 0 | 0 | 0 | 0 | 0 | 0 | 0 | 0 | 0 | 0 | 0 | 0 | 0 | 0 | 0 | 0 | 0 | 0 | 0 | 0 | 0 | 0 | 0 | 0
cooling | February | weekend | 0 | 0 | 0 | 0 | 0 | 0 | 0 | 0 | 0 | 0 | 0 | 0 | 0 | 0 | 0 | 0 | 0 | 0 | 0 | 0 | 0 | 0 | 0 | 0
cooling | March | weekend | 0 | 0 | 0 | 0 | 0 | 0 | 0 | 0 | 0 | 0 | 0 | 0 | 0 | 0 | 0 | 0 | 0 | 0 | 0 | 0 | 0 | 0 | 0 | 0
cooling | April | weekend | 0 | 0 | 0 | 0 | 0 | 0 | 0 | 0 | 0 | 0 | 0 | 0 | 0 | 0 | 0 | 0 | 0 | 0 | 0 | 0 | 0 | 0 | 0 | 0
cooling | May | weekend | 0 | 0 | 0 | 0 | 0 | 0 | 0 | 0 | 0 | 0 | 0 | 0 | 0 | 0 | 0 | 0 | 0 | 0 | 0 | 0 | 0 | 0 | 0 | 0
cooling | June | weekend | 0 | 0 | 0 | 0 | 0 | 0 | 0 | 0 | 0 | 0 | 0 | 0 | 0 | 0 | 0 | 0 | 0 | 0 | 0 | 0 | 0 | 0 | 0 | 0
cooling | July | weekend | 0 | 0 | 0 | 0 | 0 | 0 | 0 | 0 | 0 | 0 | 0 | 0 | 0 | 0 | 0 | 0 | 0 | 0 | 0 | 0 | 0 | 0 | 0 | 0
cooling | August | weekend | 0 | 0 | 0 | 0 | 0 | 0 | 0 | 0 | 0 | 0 | 0 | 0 | 0 | 0 | 0 | 0 | 0 | 0 | 0 | 0 | 0 | 0 | 0 | 0
cooling | September | weekend | 0 | 0 | 0 | 0 | 0 | 0 | 0 | 0 | 0 | 0 | 0 | 0 | 0 | 0 | 0 | 0 | 0 | 0 | 0 | 0 | 0 | 0 | 0 | 0
cooling | October | weekend | 0 | 0 | 0 | 0 | 0 | 0 | 0 | 0 | 0 | 0 | 0 | 0 | 0 | 0 | 0 | 0 | 0 | 0 | 0 | 0 | 0 | 0 | 0 | 0
cooling | November | weekend | 0 | 0 | 0 | 0 | 0 | 0 | 0 | 0 | 0 | 0 | 0 | 0 | 0 | 0 | 0 | 0 | 0 | 0 | 0 | 0 | 0 | 0 | 0 | 0
cooling | December | weekend | 0 | 0 | 0 | 0 | 0 | 0 | 0 | 0 | 0 | 0 | 0 | 0 | 0 | 0 | 0 | 0 | 0 | 0 | 0 | 0 | 0 | 0 | 0 | 0
refrigeration | January | week | 0 | 0 | 0 | 0 | 0 | 0 | 0 | 0 | 0 | 0 | 0 | 0 | 0 | 0 | 0 | 0 | 0 | 0 | 0 | 0 | 0 | 0 | 0 | 0
refrigeration | February | week | 0 | 0 | 0 | 0 | 0 | 0 | 0 | 0 | 0 | 0 | 0 | 0 | 0 | 0 | 0 | 0 | 0 | 0 | 0 | 0 | 0 | 0 | 0 | 0
refrigeration | March | week | 0 | 0 | 0 | 0 | 0 | 0 | 0 | 0 | 0 | 0 | 0 | 0 | 0 | 0 | 0 | 0 | 0 | 0 | 0 | 0 | 0 | 0 | 0 | 0
refrigeration | April | week | 0 | 0 | 0 | 0 | 0 | 0 | 0 | 0 | 0 | 0 | 0 | 0 | 0 | 0 | 0 | 0 | 0 | 0 | 0 | 0 | 0 | 0 | 0 | 0
refrigeration | May | week | 0 | 0 | 0 | 0 | 0 | 0 | 0 | 0 | 0 | 0 | 0 | 0 | 0 | 0 | 0 | 0 | 0 | 0 | 0 | 0 | 0 | 0 | 0 | 0
refrigeration | June | week | 0 | 0 | 0 | 0 | 0 | 0 | 0 | 0 | 0 | 0 | 0 | 0 | 0 | 0 | 0 | 0 | 0 | 0 | 0 | 0 | 0 | 0 | 0 | 0
refrigeration | July | week | 0 | 0 | 0 | 0 | 0 | 0 | 0 | 0 | 0 | 0 | 0 | 0 | 0 | 0 | 0 | 0 | 0 | 0 | 0 | 0 | 0 | 0 | 0 | 0
refrigeration | August | week | 0 | 0 | 0 | 0 | 0 | 0 | 0 | 0 | 0 | 0 | 0 | 0 | 0 | 0 | 0 | 0 | 0 | 0 | 0 | 0 | 0 | 0 | 0 | 0
refrigeration | September | week | 0 | 0 | 0 | 0 | 0 | 0 | 0 | 0 | 0 | 0 | 0 | 0 | 0 | 0 | 0 | 0 | 0 | 0 | 0 | 0 | 0 | 0 | 0 | 0
refrigeration | October | week | 0 | 0 | 0 | 0 | 0 | 0 | 0 | 0 | 0 | 0 | 0 | 0 | 0 | 0 | 0 | 0 | 0 | 0 | 0 | 0 | 0 | 0 | 0 | 0
refrigeration | November | week | 0 | 0 | 0 | 0 | 0 | 0 | 0 | 0 | 0 | 0 | 0 | 0 | 0 | 0 | 0 | 0 | 0 | 0 | 0 | 0 | 0 | 0 | 0 | 0
refrigeration | December | week | 0 | 0 | 0 | 0 | 0 | 0 | 0 | 0 | 0 | 0 | 0 | 0 | 0 | 0 | 0 | 0 | 0 | 0 | 0 | 0 | 0 | 0 | 0 | 0
refrigeration | January | peak | 0 | 0 | 0 | 0 | 0 | 0 | 0 | 0 | 0 | 0 | 0 | 0 | 0 | 0 | 0 | 0 | 0 | 0 | 0 | 0 | 0 | 0 | 0 | 0
refrigeration | February | peak | 0 | 0 | 0 | 0 | 0 | 0 | 0 | 0 | 0 | 0 | 0 | 0 | 0 | 0 | 0 | 0 | 0 | 0 | 0 | 0 | 0 | 0 | 0 | 0
refrigeration | March | peak | 0 | 0 | 0 | 0 | 0 | 0 | 0 | 0 | 0 | 0 | 0 | 0 | 0 | 0 | 0 | 0 | 0 | 0 | 0 | 0 | 0 | 0 | 0 | 0
refrigeration | April | peak | 0 | 0 | 0 | 0 | 0 | 0 | 0 | 0 | 0 | 0 | 0 | 0 | 0 | 0 | 0 | 0 | 0 | 0 | 0 | 0 | 0 | 0 | 0 | 0
refrigeration | May | peak | 0 | 0 | 0 | 0 | 0 | 0 | 0 | 0 | 0 | 0 | 0 | 0 | 0 | 0 | 0 | 0 | 0 | 0 | 0 | 0 | 0 | 0 | 0 | 0
refrigeration | June | peak | 0 | 0 | 0 | 0 | 0 | 0 | 0 | 0 | 0 | 0 | 0 | 0 | 0 | 0 | 0 | 0 | 0 | 0 | 0 | 0 | 0 | 0 | 0 | 0
refrigeration | July | peak | 0 | 0 | 0 | 0 | 0 | 0 | 0 | 0 | 0 | 0 | 0 | 0 | 0 | 0 | 0 | 0 | 0 | 0 | 0 | 0 | 0 | 0 | 0 | 0
refrigeration | August | peak | 0 | 0 | 0 | 0 | 0 | 0 | 0 | 0 | 0 | 0 | 0 | 0 | 0 | 0 | 0 | 0 | 0 | 0 | 0 | 0 | 0 | 0 | 0 | 0
refrigeration | September | peak | 0 | 0 | 0 | 0 | 0 | 0 | 0 | 0 | 0 | 0 | 0 | 0 | 0 | 0 | 0 | 0 | 0 | 0 | 0 | 0 | 0 | 0 | 0 | 0
refrigeration | October | peak | 0 | 0 | 0 | 0 | 0 | 0 | 0 | 0 | 0 | 0 | 0 | 0 | 0 | 0 | 0 | 0 | 0 | 0 | 0 | 0 | 0 | 0 | 0 | 0
refrigeration | November | peak | 0 | 0 | 0 | 0 | 0 | 0 | 0 | 0 | 0 | 0 | 0 | 0 | 0 | 0 | 0 | 0 | 0 | 0 | 0 | 0 | 0 | 0 | 0 | 0
refrigeration | December | peak | 0 | 0 | 0 | 0 | 0 | 0 | 0 | 0 | 0 | 0 | 0 | 0 | 0 | 0 | 0 | 0 | 0 | 0 | 0 | 0 | 0 | 0 | 0 | 0
refrigeration | January | weekend | 0 | 0 | 0 | 0 | 0 | 0 | 0 | 0 | 0 | 0 | 0 | 0 | 0 | 0 | 0 | 0 | 0 | 0 | 0 | 0 | 0 | 0 | 0 | 0
refrigeration | February | weekend | 0 | 0 | 0 | 0 | 0 | 0 | 0 | 0 | 0 | 0 | 0 | 0 | 0 | 0 | 0 | 0 | 0 | 0 | 0 | 0 | 0 | 0 | 0 | 0
refrigeration | March | weekend | 0 | 0 | 0 | 0 | 0 | 0 | 0 | 0 | 0 | 0 | 0 | 0 | 0 | 0 | 0 | 0 | 0 | 0 | 0 | 0 | 0 | 0 | 0 | 0
refrigeration | April | weekend | 0 | 0 | 0 | 0 | 0 | 0 | 0 | 0 | 0 | 0 | 0 | 0 | 0 | 0 | 0 | 0 | 0 | 0 | 0 | 0 | 0 | 0 | 0 | 0
refrigeration | May | weekend | 0 | 0 | 0 | 0 | 0 | 0 | 0 | 0 | 0 | 0 | 0 | 0 | 0 | 0 | 0 | 0 | 0 | 0 | 0 | 0 | 0 | 0 | 0 | 0
refrigeration | June | weekend | 0 | 0 | 0 | 0 | 0 | 0 | 0 | 0 | 0 | 0 | 0 | 0 | 0 | 0 | 0 | 0 | 0 | 0 | 0 | 0 | 0 | 0 | 0 | 0
refrigeration | July | weekend | 0 | 0 | 0 | 0 | 0 | 0 | 0 | 0 | 0 | 0 | 0 | 0 | 0 | 0 | 0 | 0 | 0 | 0 | 0 | 0 | 0 | 0 | 0 | 0
refrigeration | August | weekend | 0 | 0 | 0 | 0 | 0 | 0 | 0 | 0 | 0 | 0 | 0 | 0 | 0 | 0 | 0 | 0 | 0 | 0 | 0 | 0 | 0 | 0 | 0 | 0
refrigeration | September | weekend | 0 | 0 | 0 | 0 | 0 | 0 | 0 | 0 | 0 | 0 | 0 | 0 | 0 | 0 | 0 | 0 | 0 | 0 | 0 | 0 | 0 | 0 | 0 | 0
refrigeration | October | weekend | 0 | 0 | 0 | 0 | 0 | 0 | 0 | 0 | 0 | 0 | 0 | 0 | 0 | 0 | 0 | 0 | 0 | 0 | 0 | 0 | 0 | 0 | 0 | 0
refrigeration | November | weekend | 0 | 0 | 0 | 0 | 0 | 0 | 0 | 0 | 0 | 0 | 0 | 0 | 0 | 0 | 0 | 0 | 0 | 0 | 0 | 0 | 0 | 0 | 0 | 0
refrigeration | December | weekend | 0 | 0 | 0 | 0 | 0 | 0 | 0 | 0 | 0 | 0 | 0 | 0 | 0 | 0 | 0 | 0 | 0 | 0 | 0 | 0 | 0 | 0 | 0 | 0
space-heating | January | week | 0 | 0 | 0 | 0 | 0 | 0 | 0 | 0 | 0 | 0 | 0 | 0 | 0 | 0 | 0 | 0 | 0 | 0 | 0 | 0 | 0 | 0 | 0 | 0
space-heating | February | week | 0 | 0 | 0 | 0 | 0 | 0 | 0 | 0 | 0 | 0 | 0 | 0 | 0 | 0 | 0 | 0 | 0 | 0 | 0 | 0 | 0 | 0 | 0 | 0
space-heating | March | week | 0 | 0 | 0 | 0 | 0 | 0 | 0 | 0 | 0 | 0 | 0 | 0 | 0 | 0 | 0 | 0 | 0 | 0 | 0 | 0 | 0 | 0 | 0 | 0
space-heating | April | week | 0 | 0 | 0 | 0 | 0 | 0 | 0 | 0 | 0 | 0 | 0 | 0 | 0 | 0 | 0 | 0 | 0 | 0 | 0 | 0 | 0 | 0 | 0 | 0
space-heating | May | week | 0 | 0 | 0 | 0 | 0 | 0 | 0 | 0 | 0 | 0 | 0 | 0 | 0 | 0 | 0 | 0 | 0 | 0 | 0 | 0 | 0 | 0 | 0 | 0
space-heating | June | week | 0 | 0 | 0 | 0 | 0 | 0 | 0 | 0 | 0 | 0 | 0 | 0 | 0 | 0 | 0 | 0 | 0 | 0 | 0 | 0 | 0 | 0 | 0 | 0
space-heating | July | week | 0 | 0 | 0 | 0 | 0 | 0 | 0 | 0 | 0 | 0 | 0 | 0 | 0 | 0 | 0 | 0 | 0 | 0 | 0 | 0 | 0 | 0 | 0 | 0
space-heating | August | week | 0 | 0 | 0 | 0 | 0 | 0 | 0 | 0 | 0 | 0 | 0 | 0 | 0 | 0 | 0 | 0 | 0 | 0 | 0 | 0 | 0 | 0 | 0 | 0
space-heating | September | week | 0 | 0 | 0 | 0 | 0 | 0 | 0 | 0 | 0 | 0 | 0 | 0 | 0 | 0 | 0 | 0 | 0 | 0 | 0 | 0 | 0 | 0 | 0 | 0
space-heating | October | week | 0 | 0 | 0 | 0 | 0 | 0 | 0 | 0 | 0 | 0 | 0 | 0 | 0 | 0 | 0 | 0 | 0 | 0 | 0 | 0 | 0 | 0 | 0 | 0
space-heating | November | week | 0 | 0 | 0 | 0 | 0 | 0 | 0 | 0 | 0 | 0 | 0 | 0 | 0 | 0 | 0 | 0 | 0 | 0 | 0 | 0 | 0 | 0 | 0 | 0
space-heating | December | week | 0 | 0 | 0 | 0 | 0 | 0 | 0 | 0 | 0 | 0 | 0 | 0 | 0 | 0 | 0 | 0 | 0 | 0 | 0 | 0 | 0 | 0 | 0 | 0
space-heating | January | peak | 0 | 0 | 0 | 0 | 0 | 0 | 0 | 0 | 0 | 0 | 0 | 0 | 0 | 0 | 0 | 0 | 0 | 0 | 0 | 0 | 0 | 0 | 0 | 0
space-heating | February | peak | 0 | 0 | 0 | 0 | 0 | 0 | 0 | 0 | 0 | 0 | 0 | 0 | 0 | 0 | 0 | 0 | 0 | 0 | 0 | 0 | 0 | 0 | 0 | 0
space-heating | March | peak | 0 | 0 | 0 | 0 | 0 | 0 | 0 | 0 | 0 | 0 | 0 | 0 | 0 | 0 | 0 | 0 | 0 | 0 | 0 | 0 | 0 | 0 | 0 | 0
space-heating | April | peak | 0 | 0 | 0 | 0 | 0 | 0 | 0 | 0 | 0 | 0 | 0 | 0 | 0 | 0 | 0 | 0 | 0 | 0 | 0 | 0 | 0 | 0 | 0 | 0
space-heating | May | peak | 0 | 0 | 0 | 0 | 0 | 0 | 0 | 0 | 0 | 0 | 0 | 0 | 0 | 0 | 0 | 0 | 0 | 0 | 0 | 0 | 0 | 0 | 0 | 0
space-heating | June | peak | 0 | 0 | 0 | 0 | 0 | 0 | 0 | 0 | 0 | 0 | 0 | 0 | 0 | 0 | 0 | 0 | 0 | 0 | 0 | 0 | 0 | 0 | 0 | 0
space-heating | July | peak | 0 | 0 | 0 | 0 | 0 | 0 | 0 | 0 | 0 | 0 | 0 | 0 | 0 | 0 | 0 | 0 | 0 | 0 | 0 | 0 | 0 | 0 | 0 | 0
space-heating | August | peak | 0 | 0 | 0 | 0 | 0 | 0 | 0 | 0 | 0 | 0 | 0 | 0 | 0 | 0 | 0 | 0 | 0 | 0 | 0 | 0 | 0 | 0 | 0 | 0
space-heating | September | peak | 0 | 0 | 0 | 0 | 0 | 0 | 0 | 0 | 0 | 0 | 0 | 0 | 0 | 0 | 0 | 0 | 0 | 0 | 0 | 0 | 0 | 0 | 0 | 0
space-heating | October | peak | 0 | 0 | 0 | 0 | 0 | 0 | 0 | 0 | 0 | 0 | 0 | 0 | 0 | 0 | 0 | 0 | 0 | 0 | 0 | 0 | 0 | 0 | 0 | 0
space-heating | November | peak | 0 | 0 | 0 | 0 | 0 | 0 | 0 | 0 | 0 | 0 | 0 | 0 | 0 | 0 | 0 | 0 | 0 | 0 | 0 | 0 | 0 | 0 | 0 | 0
space-heating | December | peak | 0 | 0 | 0 | 0 | 0 | 0 | 0 | 0 | 0 | 0 | 0 | 0 | 0 | 0 | 0 | 0 | 0 | 0 | 0 | 0 | 0 | 0 | 0 | 0
space-heating | January | weekend | 0 | 0 | 0 | 0 | 0 | 0 | 0 | 0 | 0 | 0 | 0 | 0 | 0 | 0 | 0 | 0 | 0 | 0 | 0 | 0 | 0 | 0 | 0 | 0
space-heating | February | weekend | 0 | 0 | 0 | 0 | 0 | 0 | 0 | 0 | 0 | 0 | 0 | 0 | 0 | 0 | 0 | 0 | 0 | 0 | 0 | 0 | 0 | 0 | 0 | 0
space-heating | March | weekend | 0 | 0 | 0 | 0 | 0 | 0 | 0 | 0 | 0 | 0 | 0 | 0 | 0 | 0 | 0 | 0 | 0 | 0 | 0 | 0 | 0 | 0 | 0 | 0
space-heating | April | weekend | 0 | 0 | 0 | 0 | 0 | 0 | 0 | 0 | 0 | 0 | 0 | 0 | 0 | 0 | 0 | 0 | 0 | 0 | 0 | 0 | 0 | 0 | 0 | 0
space-heating | May | weekend | 0 | 0 | 0 | 0 | 0 | 0 | 0 | 0 | 0 | 0 | 0 | 0 | 0 | 0 | 0 | 0 | 0 | 0 | 0 | 0 | 0 | 0 | 0 | 0
space-heating | June | weekend | 0 | 0 | 0 | 0 | 0 | 0 | 0 | 0 | 0 | 0 | 0 | 0 | 0 | 0 | 0 | 0 | 0 | 0 | 0 | 0 | 0 | 0 | 0 | 0
space-heating | July | weekend | 0 | 0 | 0 | 0 | 0 | 0 | 0 | 0 | 0 | 0 | 0 | 0 | 0 | 0 | 0 | 0 | 0 | 0 | 0 | 0 | 0 | 0 | 0 | 0
space-heating | August | weekend | 0 | 0 | 0 | 0 | 0 | 0 | 0 | 0 | 0 | 0 | 0 | 0 | 0 | 0 | 0 | 0 | 0 | 0 | 0 | 0 | 0 | 0 | 0 | 0
space-heating | September | weekend | 0 | 0 | 0 | 0 | 0 | 0 | 0 | 0 | 0 | 0 | 0 | 0 | 0 | 0 | 0 | 0 | 0 | 0 | 0 | 0 | 0 | 0 | 0 | 0
space-heating | October | weekend | 0 | 0 | 0 | 0 | 0 | 0 | 0 | 0 | 0 | 0 | 0 | 0 | 0 | 0 | 0 | 0 | 0 | 0 | 0 | 0 | 0 | 0 | 0 | 0
space-heating | November | weekend | 0 | 0 | 0 | 0 | 0 | 0 | 0 | 0 | 0 | 0 | 0 | 0 | 0 | 0 | 0 | 0 | 0 | 0 | 0 | 0 | 0 | 0 | 0 | 0
space-heating | December | weekend | 0 | 0 | 0 | 0 | 0 | 0 | 0 | 0 | 0 | 0 | 0 | 0 | 0 | 0 | 0 | 0 | 0 | 0 | 0 | 0 | 0 | 0 | 0 | 0
water-heating | January | week | 0 | 0 | 0 | 0 | 0 | 0 | 0 | 0 | 0 | 0 | 0 | 0 | 0 | 0 | 0 | 0 | 0 | 0 | 0 | 0 | 0 | 0 | 0 | 0
water-heating | February | week | 0 | 0 | 0 | 0 | 0 | 0 | 0 | 0 | 0 | 0 | 0 | 0 | 0 | 0 | 0 | 0 | 0 | 0 | 0 | 0 | 0 | 0 | 0 | 0
water-heating | March | week | 0 | 0 | 0 | 0 | 0 | 0 | 0 | 0 | 0 | 0 | 0 | 0 | 0 | 0 | 0 | 0 | 0 | 0 | 0 | 0 | 0 | 0 | 0 | 0
water-heating | April | week | 0 | 0 | 0 | 0 | 0 | 0 | 0 | 0 | 0 | 0 | 0 | 0 | 0 | 0 | 0 | 0 | 0 | 0 | 0 | 0 | 0 | 0 | 0 | 0
water-heating | May | week | 0 | 0 | 0 | 0 | 0 | 0 | 0 | 0 | 0 | 0 | 0 | 0 | 0 | 0 | 0 | 0 | 0 | 0 | 0 | 0 | 0 | 0 | 0 | 0
water-heating | June | week | 0 | 0 | 0 | 0 | 0 | 0 | 0 | 0 | 0 | 0 | 0 | 0 | 0 | 0 | 0 | 0 | 0 | 0 | 0 | 0 | 0 | 0 | 0 | 0
water-heating | July | week | 0 | 0 | 0 | 0 | 0 | 0 | 0 | 0 | 0 | 0 | 0 | 0 | 0 | 0 | 0 | 0 | 0 | 0 | 0 | 0 | 0 | 0 | 0 | 0
water-heating | August | week | 0 | 0 | 0 | 0 | 0 | 0 | 0 | 0 | 0 | 0 | 0 | 0 | 0 | 0 | 0 | 0 | 0 | 0 | 0 | 0 | 0 | 0 | 0 | 0
water-heating | September | week | 0 | 0 | 0 | 0 | 0 | 0 | 0 | 0 | 0 | 0 | 0 | 0 | 0 | 0 | 0 | 0 | 0 | 0 | 0 | 0 | 0 | 0 | 0 | 0
water-heating | October | week | 0 | 0 | 0 | 0 | 0 | 0 | 0 | 0 | 0 | 0 | 0 | 0 | 0 | 0 | 0 | 0 | 0 | 0 | 0 | 0 | 0 | 0 | 0 | 0
water-heating | November | week | 0 | 0 | 0 | 0 | 0 | 0 | 0 | 0 | 0 | 0 | 0 | 0 | 0 | 0 | 0 | 0 | 0 | 0 | 0 | 0 | 0 | 0 | 0 | 0
water-heating | December | week | 0 | 0 | 0 | 0 | 0 | 0 | 0 | 0 | 0 | 0 | 0 | 0 | 0 | 0 | 0 | 0 | 0 | 0 | 0 | 0 | 0 | 0 | 0 | 0
water-heating | January | peak | 0 | 0 | 0 | 0 | 0 | 0 | 0 | 0 | 0 | 0 | 0 | 0 | 0 | 0 | 0 | 0 | 0 | 0 | 0 | 0 | 0 | 0 | 0 | 0
water-heating | February | peak | 0 | 0 | 0 | 0 | 0 | 0 | 0 | 0 | 0 | 0 | 0 | 0 | 0 | 0 | 0 | 0 | 0 | 0 | 0 | 0 | 0 | 0 | 0 | 0
water-heating | March | peak | 0 | 0 | 0 | 0 | 0 | 0 | 0 | 0 | 0 | 0 | 0 | 0 | 0 | 0 | 0 | 0 | 0 | 0 | 0 | 0 | 0 | 0 | 0 | 0
water-heating | April | peak | 0 | 0 | 0 | 0 | 0 | 0 | 0 | 0 | 0 | 0 | 0 | 0 | 0 | 0 | 0 | 0 | 0 | 0 | 0 | 0 | 0 | 0 | 0 | 0
water-heating | May | peak | 0 | 0 | 0 | 0 | 0 | 0 | 0 | 0 | 0 | 0 | 0 | 0 | 0 | 0 | 0 | 0 | 0 | 0 | 0 | 0 | 0 | 0 | 0 | 0
water-heating | June | peak | 0 | 0 | 0 | 0 | 0 | 0 | 0 | 0 | 0 | 0 | 0 | 0 | 0 | 0 | 0 | 0 | 0 | 0 | 0 | 0 | 0 | 0 | 0 | 0
water-heating | July | peak | 0 | 0 | 0 | 0 | 0 | 0 | 0 | 0 | 0 | 0 | 0 | 0 | 0 | 0 | 0 | 0 | 0 | 0 | 0 | 0 | 0 | 0 | 0 | 0
water-heating | August | peak | 0 | 0 | 0 | 0 | 0 | 0 | 0 | 0 | 0 | 0 | 0 | 0 | 0 | 0 | 0 | 0 | 0 | 0 | 0 | 0 | 0 | 0 | 0 | 0
water-heating | September | peak | 0 | 0 | 0 | 0 | 0 | 0 | 0 | 0 | 0 | 0 | 0 | 0 | 0 | 0 | 0 | 0 | 0 | 0 | 0 | 0 | 0 | 0 | 0 | 0
water-heating | October | peak | 0 | 0 | 0 | 0 | 0 | 0 | 0 | 0 | 0 | 0 | 0 | 0 | 0 | 0 | 0 | 0 | 0 | 0 | 0 | 0 | 0 | 0 | 0 | 0
water-heating | November | peak | 0 | 0 | 0 | 0 | 0 | 0 | 0 | 0 | 0 | 0 | 0 | 0 | 0 | 0 | 0 | 0 | 0 | 0 | 0 | 0 | 0 | 0 | 0 | 0
water-heating | December | peak | 0 | 0 | 0 | 0 | 0 | 0 | 0 | 0 | 0 | 0 | 0 | 0 | 0 | 0 | 0 | 0 | 0 | 0 | 0 | 0 | 0 | 0 | 0 | 0
water-heating | January | weekend | 0 | 0 | 0 | 0 | 0 | 0 | 0 | 0 | 0 | 0 | 0 | 0 | 0 | 0 | 0 | 0 | 0 | 0 | 0 | 0 | 0 | 0 | 0 | 0
water-heating | February | weekend | 0 | 0 | 0 | 0 | 0 | 0 | 0 | 0 | 0 | 0 | 0 | 0 | 0 | 0 | 0 | 0 | 0 | 0 | 0 | 0 | 0 | 0 | 0 | 0
water-heating | March | weekend | 0 | 0 | 0 | 0 | 0 | 0 | 0 | 0 | 0 | 0 | 0 | 0 | 0 | 0 | 0 | 0 | 0 | 0 | 0 | 0 | 0 | 0 | 0 | 0
water-heating | April | weekend | 0 | 0 | 0 | 0 | 0 | 0 | 0 | 0 | 0 | 0 | 0 | 0 | 0 | 0 | 0 | 0 | 0 | 0 | 0 | 0 | 0 | 0 | 0 | 0
water-heating | May | weekend | 0 | 0 | 0 | 0 | 0 | 0 | 0 | 0 | 0 | 0 | 0 | 0 | 0 | 0 | 0 | 0 | 0 | 0 | 0 | 0 | 0 | 0 | 0 | 0
water-heating | June | weekend | 0 | 0 | 0 | 0 | 0 | 0 | 0 | 0 | 0 | 0 | 0 | 0 | 0 | 0 | 0 | 0 | 0 | 0 | 0 | 0 | 0 | 0 | 0 | 0
water-heating | July | weekend | 0 | 0 | 0 | 0 | 0 | 0 | 0 | 0 | 0 | 0 | 0 | 0 | 0 | 0 | 0 | 0 | 0 | 0 | 0 | 0 | 0 | 0 | 0 | 0
water-heating | August | weekend | 0 | 0 | 0 | 0 | 0 | 0 | 0 | 0 | 0 | 0 | 0 | 0 | 0 | 0 | 0 | 0 | 0 | 0 | 0 | 0 | 0 | 0 | 0 | 0
water-heating | September | weekend | 0 | 0 | 0 | 0 | 0 | 0 | 0 | 0 | 0 | 0 | 0 | 0 | 0 | 0 | 0 | 0 | 0 | 0 | 0 | 0 | 0 | 0 | 0 | 0
water-heating | October | weekend | 0 | 0 | 0 | 0 | 0 | 0 | 0 | 0 | 0 | 0 | 0 | 0 | 0 | 0 | 0 | 0 | 0 | 0 | 0 | 0 | 0 | 0 | 0 | 0
water-heating | November | weekend | 0 | 0 | 0 | 0 | 0 | 0 | 0 | 0 | 0 | 0 | 0 | 0 | 0 | 0 | 0 | 0 | 0 | 0 | 0 | 0 | 0 | 0 | 0 | 0
water-heating | December | weekend | 0 | 0 | 0 | 0 | 0 | 0 | 0 | 0 | 0 | 0 | 0 | 0 | 0 | 0 | 0 | 0 | 0 | 0 | 0 | 0 | 0 | 0 | 0 | 0
naturalgas-only | January | week | 0 | 0 | 0 | 0 | 0 | 0 | 0 | 0 | 0 | 0 | 0 | 0 | 0 | 0 | 0 | 0 | 0 | 0 | 0 | 0 | 0 | 0 | 0 | 0
naturalgas-only | February | week | 0 | 0 | 0 | 0 | 0 | 0 | 0 | 0 | 0 | 0 | 0 | 0 | 0 | 0 | 0 | 0 | 0 | 0 | 0 | 0 | 0 | 0 | 0 | 0
naturalgas-only | March | week | 0 | 0 | 0 | 0 | 0 | 0 | 0 | 0 | 0 | 0 | 0 | 0 | 0 | 0 | 0 | 0 | 0 | 0 | 0 | 0 | 0 | 0 | 0 | 0
naturalgas-only | April | week | 0 | 0 | 0 | 0 | 0 | 0 | 0 | 0 | 0 | 0 | 0 | 0 | 0 | 0 | 0 | 0 | 0 | 0 | 0 | 0 | 0 | 0 | 0 | 0
naturalgas-only | May | week | 0 | 0 | 0 | 0 | 0 | 0 | 0 | 0 | 0 | 0 | 0 | 0 | 0 | 0 | 0 | 0 | 0 | 0 | 0 | 0 | 0 | 0 | 0 | 0
naturalgas-only | June | week | 0 | 0 | 0 | 0 | 0 | 0 | 0 | 0 | 0 | 0 | 0 | 0 | 0 | 0 | 0 | 0 | 0 | 0 | 0 | 0 | 0 | 0 | 0 | 0
naturalgas-only | July | week | 0 | 0 | 0 | 0 | 0 | 0 | 0 | 0 | 0 | 0 | 0 | 0 | 0 | 0 | 0 | 0 | 0 | 0 | 0 | 0 | 0 | 0 | 0 | 0
naturalgas-only | August | week | 0 | 0 | 0 | 0 | 0 | 0 | 0 | 0 | 0 | 0 | 0 | 0 | 0 | 0 | 0 | 0 | 0 | 0 | 0 | 0 | 0 | 0 | 0 | 0
naturalgas-only | September | week | 0 | 0 | 0 | 0 | 0 | 0 | 0 | 0 | 0 | 0 | 0 | 0 | 0 | 0 | 0 | 0 | 0 | 0 | 0 | 0 | 0 | 0 | 0 | 0
naturalgas-only | October | week | 0 | 0 | 0 | 0 | 0 | 0 | 0 | 0 | 0 | 0 | 0 | 0 | 0 | 0 | 0 | 0 | 0 | 0 | 0 | 0 | 0 | 0 | 0 | 0
naturalgas-only | November | week | 0 | 0 | 0 | 0 | 0 | 0 | 0 | 0 | 0 | 0 | 0 | 0 | 0 | 0 | 0 | 0 | 0 | 0 | 0 | 0 | 0 | 0 | 0 | 0
naturalgas-only | December | week | 0 | 0 | 0 | 0 | 0 | 0 | 0 | 0 | 0 | 0 | 0 | 0 | 0 | 0 | 0 | 0 | 0 | 0 | 0 | 0 | 0 | 0 | 0 | 0
naturalgas-only | January | peak | 0 | 0 | 0 | 0 | 0 | 0 | 0 | 0 | 0 | 0 | 0 | 0 | 0 | 0 | 0 | 0 | 0 | 0 | 0 | 0 | 0 | 0 | 0 | 0
naturalgas-only | February | peak | 0 | 0 | 0 | 0 | 0 | 0 | 0 | 0 | 0 | 0 | 0 | 0 | 0 | 0 | 0 | 0 | 0 | 0 | 0 | 0 | 0 | 0 | 0 | 0
naturalgas-only | March | peak | 0 | 0 | 0 | 0 | 0 | 0 | 0 | 0 | 0 | 0 | 0 | 0 | 0 | 0 | 0 | 0 | 0 | 0 | 0 | 0 | 0 | 0 | 0 | 0
naturalgas-only | April | peak | 0 | 0 | 0 | 0 | 0 | 0 | 0 | 0 | 0 | 0 | 0 | 0 | 0 | 0 | 0 | 0 | 0 | 0 | 0 | 0 | 0 | 0 | 0 | 0
naturalgas-only | May | peak | 0 | 0 | 0 | 0 | 0 | 0 | 0 | 0 | 0 | 0 | 0 | 0 | 0 | 0 | 0 | 0 | 0 | 0 | 0 | 0 | 0 | 0 | 0 | 0
naturalgas-only | June | peak | 0 | 0 | 0 | 0 | 0 | 0 | 0 | 0 | 0 | 0 | 0 | 0 | 0 | 0 | 0 | 0 | 0 | 0 | 0 | 0 | 0 | 0 | 0 | 0
naturalgas-only | July | peak | 0 | 0 | 0 | 0 | 0 | 0 | 0 | 0 | 0 | 0 | 0 | 0 | 0 | 0 | 0 | 0 | 0 | 0 | 0 | 0 | 0 | 0 | 0 | 0
naturalgas-only | August | peak | 0 | 0 | 0 | 0 | 0 | 0 | 0 | 0 | 0 | 0 | 0 | 0 | 0 | 0 | 0 | 0 | 0 | 0 | 0 | 0 | 0 | 0 | 0 | 0
naturalgas-only | September | peak | 0 | 0 | 0 | 0 | 0 | 0 | 0 | 0 | 0 | 0 | 0 | 0 | 0 | 0 | 0 | 0 | 0 | 0 | 0 | 0 | 0 | 0 | 0 | 0
naturalgas-only | October | peak | 0 | 0 | 0 | 0 | 0 | 0 | 0 | 0 | 0 | 0 | 0 | 0 | 0 | 0 | 0 | 0 | 0 | 0 | 0 | 0 | 0 | 0 | 0 | 0
naturalgas-only | November | peak | 0 | 0 | 0 | 0 | 0 | 0 | 0 | 0 | 0 | 0 | 0 | 0 | 0 | 0 | 0 | 0 | 0 | 0 | 0 | 0 | 0 | 0 | 0 | 0
naturalgas-only | December | peak | 0 | 0 | 0 | 0 | 0 | 0 | 0 | 0 | 0 | 0 | 0 | 0 | 0 | 0 | 0 | 0 | 0 | 0 | 0 | 0 | 0 | 0 | 0 | 0
naturalgas-only | January | weekend | 0 | 0 | 0 | 0 | 0 | 0 | 0 | 0 | 0 | 0 | 0 | 0 | 0 | 0 | 0 | 0 | 0 | 0 | 0 | 0 | 0 | 0 | 0 | 0
naturalgas-only | February | weekend | 0 | 0 | 0 | 0 | 0 | 0 | 0 | 0 | 0 | 0 | 0 | 0 | 0 | 0 | 0 | 0 | 0 | 0 | 0 | 0 | 0 | 0 | 0 | 0
naturalgas-only | March | weekend | 0 | 0 | 0 | 0 | 0 | 0 | 0 | 0 | 0 | 0 | 0 | 0 | 0 | 0 | 0 | 0 | 0 | 0 | 0 | 0 | 0 | 0 | 0 | 0
naturalgas-only | April | weekend | 0 | 0 | 0 | 0 | 0 | 0 | 0 | 0 | 0 | 0 | 0 | 0 | 0 | 0 | 0 | 0 | 0 | 0 | 0 | 0 | 0 | 0 | 0 | 0
naturalgas-only | May | weekend | 0 | 0 | 0 | 0 | 0 | 0 | 0 | 0 | 0 | 0 | 0 | 0 | 0 | 0 | 0 | 0 | 0 | 0 | 0 | 0 | 0 | 0 | 0 | 0
naturalgas-only | June | weekend | 0 | 0 | 0 | 0 | 0 | 0 | 0 | 0 | 0 | 0 | 0 | 0 | 0 | 0 | 0 | 0 | 0 | 0 | 0 | 0 | 0 | 0 | 0 | 0
naturalgas-only | July | weekend | 0 | 0 | 0 | 0 | 0 | 0 | 0 | 0 | 0 | 0 | 0 | 0 | 0 | 0 | 0 | 0 | 0 | 0 | 0 | 0 | 0 | 0 | 0 | 0
naturalgas-only | August | weekend | 0 | 0 | 0 | 0 | 0 | 0 | 0 | 0 | 0 | 0 | 0 | 0 | 0 | 0 | 0 | 0 | 0 | 0 | 0 | 0 | 0 | 0 | 0 | 0
naturalgas-only | September | weekend | 0 | 0 | 0 | 0 | 0 | 0 | 0 | 0 | 0 | 0 | 0 | 0 | 0 | 0 | 0 | 0 | 0 | 0 | 0 | 0 | 0 | 0 | 0 | 0
naturalgas-only | October | weekend | 0 | 0 | 0 | 0 | 0 | 0 | 0 | 0 | 0 | 0 | 0 | 0 | 0 | 0 | 0 | 0 | 0 | 0 | 0 | 0 | 0 | 0 | 0 | 0
naturalgas-only | November | weekend | 0 | 0 | 0 | 0 | 0 | 0 | 0 | 0 | 0 | 0 | 0 | 0 | 0 | 0 | 0 | 0 | 0 | 0 | 0 | 0 | 0 | 0 | 0 | 0
naturalgas-only | December | weekend | 0 | 0 | 0 | 0 | 0 | 0 | 0 | 0 | 0 | 0 | 0 | 0 | 0 | 0 | 0 | 0 | 0 | 0 | 0 | 0 | 0 | 0 | 0 | 0

## LoadInput_N13_P
|  |  | 1 | 2 | 3 | 4 | 5 | 6 | 7 | 8 | 9 | 10 | 11 | 12 | 13 | 14 | 15 | 16 | 17 | 18 | 19 | 20 | 21 | 22 | 23 | 24
electricity-only | January | week | 0 | 0 | 0 | 0 | 0 | 0 | 0 | 0 | 0 | 0 | 0 | 0 | 0 | 0 | 0 | 0 | 0 | 0 | 0 | 0 | 0 | 0 | 0 | 0
electricity-only | February | week | 0 | 0 | 0 | 0 | 0 | 0 | 0 | 0 | 0 | 0 | 0 | 0 | 0 | 0 | 0 | 0 | 0 | 0 | 0 | 0 | 0 | 0 | 0 | 0
electricity-only | March | week | 0 | 0 | 0 | 0 | 0 | 0 | 0 | 0 | 0 | 0 | 0 | 0 | 0 | 0 | 0 | 0 | 0 | 0 | 0 | 0 | 0 | 0 | 0 | 0
electricity-only | April | week | 0 | 0 | 0 | 0 | 0 | 0 | 0 | 0 | 0 | 0 | 0 | 0 | 0 | 0 | 0 | 0 | 0 | 0 | 0 | 0 | 0 | 0 | 0 | 0
electricity-only | May | week | 0 | 0 | 0 | 0 | 0 | 0 | 0 | 0 | 0 | 0 | 0 | 0 | 0 | 0 | 0 | 0 | 0 | 0 | 0 | 0 | 0 | 0 | 0 | 0
electricity-only | June | week | 0 | 0 | 0 | 0 | 0 | 0 | 0 | 0 | 0 | 0 | 0 | 0 | 0 | 0 | 0 | 0 | 0 | 0 | 0 | 0 | 0 | 0 | 0 | 0
electricity-only | July | week | 0 | 0 | 0 | 0 | 0 | 0 | 0 | 0 | 0 | 0 | 0 | 0 | 0 | 0 | 0 | 0 | 0 | 0 | 0 | 0 | 0 | 0 | 0 | 0
electricity-only | August | week | 0 | 0 | 0 | 0 | 0 | 0 | 0 | 0 | 0 | 0 | 0 | 0 | 0 | 0 | 0 | 0 | 0 | 0 | 0 | 0 | 0 | 0 | 0 | 0
electricity-only | September | week | 0 | 0 | 0 | 0 | 0 | 0 | 0 | 0 | 0 | 0 | 0 | 0 | 0 | 0 | 0 | 0 | 0 | 0 | 0 | 0 | 0 | 0 | 0 | 0
electricity-only | October | week | 0 | 0 | 0 | 0 | 0 | 0 | 0 | 0 | 0 | 0 | 0 | 0 | 0 | 0 | 0 | 0 | 0 | 0 | 0 | 0 | 0 | 0 | 0 | 0
electricity-only | November | week | 0 | 0 | 0 | 0 | 0 | 0 | 0 | 0 | 0 | 0 | 0 | 0 | 0 | 0 | 0 | 0 | 0 | 0 | 0 | 0 | 0 | 0 | 0 | 0
electricity-only | December | week | 0 | 0 | 0 | 0 | 0 | 0 | 0 | 0 | 0 | 0 | 0 | 0 | 0 | 0 | 0 | 0 | 0 | 0 | 0 | 0 | 0 | 0 | 0 | 0
electricity-only | January | peak | 0 | 0 | 0 | 0 | 0 | 0 | 0 | 0 | 0 | 0 | 0 | 0 | 0 | 0 | 0 | 0 | 0 | 0 | 0 | 0 | 0 | 0 | 0 | 0
electricity-only | February | peak | 0 | 0 | 0 | 0 | 0 | 0 | 0 | 0 | 0 | 0 | 0 | 0 | 0 | 0 | 0 | 0 | 0 | 0 | 0 | 0 | 0 | 0 | 0 | 0
electricity-only | March | peak | 0 | 0 | 0 | 0 | 0 | 0 | 0 | 0 | 0 | 0 | 0 | 0 | 0 | 0 | 0 | 0 | 0 | 0 | 0 | 0 | 0 | 0 | 0 | 0
electricity-only | April | peak | 0 | 0 | 0 | 0 | 0 | 0 | 0 | 0 | 0 | 0 | 0 | 0 | 0 | 0 | 0 | 0 | 0 | 0 | 0 | 0 | 0 | 0 | 0 | 0
electricity-only | May | peak | 0 | 0 | 0 | 0 | 0 | 0 | 0 | 0 | 0 | 0 | 0 | 0 | 0 | 0 | 0 | 0 | 0 | 0 | 0 | 0 | 0 | 0 | 0 | 0
electricity-only | June | peak | 0 | 0 | 0 | 0 | 0 | 0 | 0 | 0 | 0 | 0 | 0 | 0 | 0 | 0 | 0 | 0 | 0 | 0 | 0 | 0 | 0 | 0 | 0 | 0
electricity-only | July | peak | 0 | 0 | 0 | 0 | 0 | 0 | 0 | 0 | 0 | 0 | 0 | 0 | 0 | 0 | 0 | 0 | 0 | 0 | 0 | 0 | 0 | 0 | 0 | 0
electricity-only | August | peak | 0 | 0 | 0 | 0 | 0 | 0 | 0 | 0 | 0 | 0 | 0 | 0 | 0 | 0 | 0 | 0 | 0 | 0 | 0 | 0 | 0 | 0 | 0 | 0
electricity-only | September | peak | 0 | 0 | 0 | 0 | 0 | 0 | 0 | 0 | 0 | 0 | 0 | 0 | 0 | 0 | 0 | 0 | 0 | 0 | 0 | 0 | 0 | 0 | 0 | 0
electricity-only | October | peak | 0 | 0 | 0 | 0 | 0 | 0 | 0 | 0 | 0 | 0 | 0 | 0 | 0 | 0 | 0 | 0 | 0 | 0 | 0 | 0 | 0 | 0 | 0 | 0
electricity-only | November | peak | 0 | 0 | 0 | 0 | 0 | 0 | 0 | 0 | 0 | 0 | 0 | 0 | 0 | 0 | 0 | 0 | 0 | 0 | 0 | 0 | 0 | 0 | 0 | 0
electricity-only | December | peak | 0 | 0 | 0 | 0 | 0 | 0 | 0 | 0 | 0 | 0 | 0 | 0 | 0 | 0 | 0 | 0 | 0 | 0 | 0 | 0 | 0 | 0 | 0 | 0
electricity-only | January | weekend | 0 | 0 | 0 | 0 | 0 | 0 | 0 | 0 | 0 | 0 | 0 | 0 | 0 | 0 | 0 | 0 | 0 | 0 | 0 | 0 | 0 | 0 | 0 | 0
electricity-only | February | weekend | 0 | 0 | 0 | 0 | 0 | 0 | 0 | 0 | 0 | 0 | 0 | 0 | 0 | 0 | 0 | 0 | 0 | 0 | 0 | 0 | 0 | 0 | 0 | 0
electricity-only | March | weekend | 0 | 0 | 0 | 0 | 0 | 0 | 0 | 0 | 0 | 0 | 0 | 0 | 0 | 0 | 0 | 0 | 0 | 0 | 0 | 0 | 0 | 0 | 0 | 0
electricity-only | April | weekend | 0 | 0 | 0 | 0 | 0 | 0 | 0 | 0 | 0 | 0 | 0 | 0 | 0 | 0 | 0 | 0 | 0 | 0 | 0 | 0 | 0 | 0 | 0 | 0
electricity-only | May | weekend | 0 | 0 | 0 | 0 | 0 | 0 | 0 | 0 | 0 | 0 | 0 | 0 | 0 | 0 | 0 | 0 | 0 | 0 | 0 | 0 | 0 | 0 | 0 | 0
electricity-only | June | weekend | 0 | 0 | 0 | 0 | 0 | 0 | 0 | 0 | 0 | 0 | 0 | 0 | 0 | 0 | 0 | 0 | 0 | 0 | 0 | 0 | 0 | 0 | 0 | 0
electricity-only | July | weekend | 0 | 0 | 0 | 0 | 0 | 0 | 0 | 0 | 0 | 0 | 0 | 0 | 0 | 0 | 0 | 0 | 0 | 0 | 0 | 0 | 0 | 0 | 0 | 0
electricity-only | August | weekend | 0 | 0 | 0 | 0 | 0 | 0 | 0 | 0 | 0 | 0 | 0 | 0 | 0 | 0 | 0 | 0 | 0 | 0 | 0 | 0 | 0 | 0 | 0 | 0
electricity-only | September | weekend | 0 | 0 | 0 | 0 | 0 | 0 | 0 | 0 | 0 | 0 | 0 | 0 | 0 | 0 | 0 | 0 | 0 | 0 | 0 | 0 | 0 | 0 | 0 | 0
electricity-only | October | weekend | 0 | 0 | 0 | 0 | 0 | 0 | 0 | 0 | 0 | 0 | 0 | 0 | 0 | 0 | 0 | 0 | 0 | 0 | 0 | 0 | 0 | 0 | 0 | 0
electricity-only | November | weekend | 0 | 0 | 0 | 0 | 0 | 0 | 0 | 0 | 0 | 0 | 0 | 0 | 0 | 0 | 0 | 0 | 0 | 0 | 0 | 0 | 0 | 0 | 0 | 0
electricity-only | December | weekend | 0 | 0 | 0 | 0 | 0 | 0 | 0 | 0 | 0 | 0 | 0 | 0 | 0 | 0 | 0 | 0 | 0 | 0 | 0 | 0 | 0 | 0 | 0 | 0
cooling | January | week | 0 | 0 | 0 | 0 | 0 | 0 | 0 | 0 | 0 | 0 | 0 | 0 | 0 | 0 | 0 | 0 | 0 | 0 | 0 | 0 | 0 | 0 | 0 | 0
cooling | February | week | 0 | 0 | 0 | 0 | 0 | 0 | 0 | 0 | 0 | 0 | 0 | 0 | 0 | 0 | 0 | 0 | 0 | 0 | 0 | 0 | 0 | 0 | 0 | 0
cooling | March | week | 0 | 0 | 0 | 0 | 0 | 0 | 0 | 0 | 0 | 0 | 0 | 0 | 0 | 0 | 0 | 0 | 0 | 0 | 0 | 0 | 0 | 0 | 0 | 0
cooling | April | week | 0 | 0 | 0 | 0 | 0 | 0 | 0 | 0 | 0 | 0 | 0 | 0 | 0 | 0 | 0 | 0 | 0 | 0 | 0 | 0 | 0 | 0 | 0 | 0
cooling | May | week | 0 | 0 | 0 | 0 | 0 | 0 | 0 | 0 | 0 | 0 | 0 | 0 | 0 | 0 | 0 | 0 | 0 | 0 | 0 | 0 | 0 | 0 | 0 | 0
cooling | June | week | 0 | 0 | 0 | 0 | 0 | 0 | 0 | 0 | 0 | 0 | 0 | 0 | 0 | 0 | 0 | 0 | 0 | 0 | 0 | 0 | 0 | 0 | 0 | 0
cooling | July | week | 0 | 0 | 0 | 0 | 0 | 0 | 0 | 0 | 0 | 0 | 0 | 0 | 0 | 0 | 0 | 0 | 0 | 0 | 0 | 0 | 0 | 0 | 0 | 0
cooling | August | week | 0 | 0 | 0 | 0 | 0 | 0 | 0 | 0 | 0 | 0 | 0 | 0 | 0 | 0 | 0 | 0 | 0 | 0 | 0 | 0 | 0 | 0 | 0 | 0
cooling | September | week | 0 | 0 | 0 | 0 | 0 | 0 | 0 | 0 | 0 | 0 | 0 | 0 | 0 | 0 | 0 | 0 | 0 | 0 | 0 | 0 | 0 | 0 | 0 | 0
cooling | October | week | 0 | 0 | 0 | 0 | 0 | 0 | 0 | 0 | 0 | 0 | 0 | 0 | 0 | 0 | 0 | 0 | 0 | 0 | 0 | 0 | 0 | 0 | 0 | 0
cooling | November | week | 0 | 0 | 0 | 0 | 0 | 0 | 0 | 0 | 0 | 0 | 0 | 0 | 0 | 0 | 0 | 0 | 0 | 0 | 0 | 0 | 0 | 0 | 0 | 0
cooling | December | week | 0 | 0 | 0 | 0 | 0 | 0 | 0 | 0 | 0 | 0 | 0 | 0 | 0 | 0 | 0 | 0 | 0 | 0 | 0 | 0 | 0 | 0 | 0 | 0
cooling | January | peak | 0 | 0 | 0 | 0 | 0 | 0 | 0 | 0 | 0 | 0 | 0 | 0 | 0 | 0 | 0 | 0 | 0 | 0 | 0 | 0 | 0 | 0 | 0 | 0
cooling | February | peak | 0 | 0 | 0 | 0 | 0 | 0 | 0 | 0 | 0 | 0 | 0 | 0 | 0 | 0 | 0 | 0 | 0 | 0 | 0 | 0 | 0 | 0 | 0 | 0
cooling | March | peak | 0 | 0 | 0 | 0 | 0 | 0 | 0 | 0 | 0 | 0 | 0 | 0 | 0 | 0 | 0 | 0 | 0 | 0 | 0 | 0 | 0 | 0 | 0 | 0
cooling | April | peak | 0 | 0 | 0 | 0 | 0 | 0 | 0 | 0 | 0 | 0 | 0 | 0 | 0 | 0 | 0 | 0 | 0 | 0 | 0 | 0 | 0 | 0 | 0 | 0
cooling | May | peak | 0 | 0 | 0 | 0 | 0 | 0 | 0 | 0 | 0 | 0 | 0 | 0 | 0 | 0 | 0 | 0 | 0 | 0 | 0 | 0 | 0 | 0 | 0 | 0
cooling | June | peak | 0 | 0 | 0 | 0 | 0 | 0 | 0 | 0 | 0 | 0 | 0 | 0 | 0 | 0 | 0 | 0 | 0 | 0 | 0 | 0 | 0 | 0 | 0 | 0
cooling | July | peak | 0 | 0 | 0 | 0 | 0 | 0 | 0 | 0 | 0 | 0 | 0 | 0 | 0 | 0 | 0 | 0 | 0 | 0 | 0 | 0 | 0 | 0 | 0 | 0
cooling | August | peak | 0 | 0 | 0 | 0 | 0 | 0 | 0 | 0 | 0 | 0 | 0 | 0 | 0 | 0 | 0 | 0 | 0 | 0 | 0 | 0 | 0 | 0 | 0 | 0
cooling | September | peak | 0 | 0 | 0 | 0 | 0 | 0 | 0 | 0 | 0 | 0 | 0 | 0 | 0 | 0 | 0 | 0 | 0 | 0 | 0 | 0 | 0 | 0 | 0 | 0
cooling | October | peak | 0 | 0 | 0 | 0 | 0 | 0 | 0 | 0 | 0 | 0 | 0 | 0 | 0 | 0 | 0 | 0 | 0 | 0 | 0 | 0 | 0 | 0 | 0 | 0
cooling | November | peak | 0 | 0 | 0 | 0 | 0 | 0 | 0 | 0 | 0 | 0 | 0 | 0 | 0 | 0 | 0 | 0 | 0 | 0 | 0 | 0 | 0 | 0 | 0 | 0
cooling | December | peak | 0 | 0 | 0 | 0 | 0 | 0 | 0 | 0 | 0 | 0 | 0 | 0 | 0 | 0 | 0 | 0 | 0 | 0 | 0 | 0 | 0 | 0 | 0 | 0
cooling | January | weekend | 0 | 0 | 0 | 0 | 0 | 0 | 0 | 0 | 0 | 0 | 0 | 0 | 0 | 0 | 0 | 0 | 0 | 0 | 0 | 0 | 0 | 0 | 0 | 0
cooling | February | weekend | 0 | 0 | 0 | 0 | 0 | 0 | 0 | 0 | 0 | 0 | 0 | 0 | 0 | 0 | 0 | 0 | 0 | 0 | 0 | 0 | 0 | 0 | 0 | 0
cooling | March | weekend | 0 | 0 | 0 | 0 | 0 | 0 | 0 | 0 | 0 | 0 | 0 | 0 | 0 | 0 | 0 | 0 | 0 | 0 | 0 | 0 | 0 | 0 | 0 | 0
cooling | April | weekend | 0 | 0 | 0 | 0 | 0 | 0 | 0 | 0 | 0 | 0 | 0 | 0 | 0 | 0 | 0 | 0 | 0 | 0 | 0 | 0 | 0 | 0 | 0 | 0
cooling | May | weekend | 0 | 0 | 0 | 0 | 0 | 0 | 0 | 0 | 0 | 0 | 0 | 0 | 0 | 0 | 0 | 0 | 0 | 0 | 0 | 0 | 0 | 0 | 0 | 0
cooling | June | weekend | 0 | 0 | 0 | 0 | 0 | 0 | 0 | 0 | 0 | 0 | 0 | 0 | 0 | 0 | 0 | 0 | 0 | 0 | 0 | 0 | 0 | 0 | 0 | 0
cooling | July | weekend | 0 | 0 | 0 | 0 | 0 | 0 | 0 | 0 | 0 | 0 | 0 | 0 | 0 | 0 | 0 | 0 | 0 | 0 | 0 | 0 | 0 | 0 | 0 | 0
cooling | August | weekend | 0 | 0 | 0 | 0 | 0 | 0 | 0 | 0 | 0 | 0 | 0 | 0 | 0 | 0 | 0 | 0 | 0 | 0 | 0 | 0 | 0 | 0 | 0 | 0
cooling | September | weekend | 0 | 0 | 0 | 0 | 0 | 0 | 0 | 0 | 0 | 0 | 0 | 0 | 0 | 0 | 0 | 0 | 0 | 0 | 0 | 0 | 0 | 0 | 0 | 0
cooling | October | weekend | 0 | 0 | 0 | 0 | 0 | 0 | 0 | 0 | 0 | 0 | 0 | 0 | 0 | 0 | 0 | 0 | 0 | 0 | 0 | 0 | 0 | 0 | 0 | 0
cooling | November | weekend | 0 | 0 | 0 | 0 | 0 | 0 | 0 | 0 | 0 | 0 | 0 | 0 | 0 | 0 | 0 | 0 | 0 | 0 | 0 | 0 | 0 | 0 | 0 | 0
cooling | December | weekend | 0 | 0 | 0 | 0 | 0 | 0 | 0 | 0 | 0 | 0 | 0 | 0 | 0 | 0 | 0 | 0 | 0 | 0 | 0 | 0 | 0 | 0 | 0 | 0
refrigeration | January | week | 0 | 0 | 0 | 0 | 0 | 0 | 0 | 0 | 0 | 0 | 0 | 0 | 0 | 0 | 0 | 0 | 0 | 0 | 0 | 0 | 0 | 0 | 0 | 0
refrigeration | February | week | 0 | 0 | 0 | 0 | 0 | 0 | 0 | 0 | 0 | 0 | 0 | 0 | 0 | 0 | 0 | 0 | 0 | 0 | 0 | 0 | 0 | 0 | 0 | 0
refrigeration | March | week | 0 | 0 | 0 | 0 | 0 | 0 | 0 | 0 | 0 | 0 | 0 | 0 | 0 | 0 | 0 | 0 | 0 | 0 | 0 | 0 | 0 | 0 | 0 | 0
refrigeration | April | week | 0 | 0 | 0 | 0 | 0 | 0 | 0 | 0 | 0 | 0 | 0 | 0 | 0 | 0 | 0 | 0 | 0 | 0 | 0 | 0 | 0 | 0 | 0 | 0
refrigeration | May | week | 0 | 0 | 0 | 0 | 0 | 0 | 0 | 0 | 0 | 0 | 0 | 0 | 0 | 0 | 0 | 0 | 0 | 0 | 0 | 0 | 0 | 0 | 0 | 0
refrigeration | June | week | 0 | 0 | 0 | 0 | 0 | 0 | 0 | 0 | 0 | 0 | 0 | 0 | 0 | 0 | 0 | 0 | 0 | 0 | 0 | 0 | 0 | 0 | 0 | 0
refrigeration | July | week | 0 | 0 | 0 | 0 | 0 | 0 | 0 | 0 | 0 | 0 | 0 | 0 | 0 | 0 | 0 | 0 | 0 | 0 | 0 | 0 | 0 | 0 | 0 | 0
refrigeration | August | week | 0 | 0 | 0 | 0 | 0 | 0 | 0 | 0 | 0 | 0 | 0 | 0 | 0 | 0 | 0 | 0 | 0 | 0 | 0 | 0 | 0 | 0 | 0 | 0
refrigeration | September | week | 0 | 0 | 0 | 0 | 0 | 0 | 0 | 0 | 0 | 0 | 0 | 0 | 0 | 0 | 0 | 0 | 0 | 0 | 0 | 0 | 0 | 0 | 0 | 0
refrigeration | October | week | 0 | 0 | 0 | 0 | 0 | 0 | 0 | 0 | 0 | 0 | 0 | 0 | 0 | 0 | 0 | 0 | 0 | 0 | 0 | 0 | 0 | 0 | 0 | 0
refrigeration | November | week | 0 | 0 | 0 | 0 | 0 | 0 | 0 | 0 | 0 | 0 | 0 | 0 | 0 | 0 | 0 | 0 | 0 | 0 | 0 | 0 | 0 | 0 | 0 | 0
refrigeration | December | week | 0 | 0 | 0 | 0 | 0 | 0 | 0 | 0 | 0 | 0 | 0 | 0 | 0 | 0 | 0 | 0 | 0 | 0 | 0 | 0 | 0 | 0 | 0 | 0
refrigeration | January | peak | 0 | 0 | 0 | 0 | 0 | 0 | 0 | 0 | 0 | 0 | 0 | 0 | 0 | 0 | 0 | 0 | 0 | 0 | 0 | 0 | 0 | 0 | 0 | 0
refrigeration | February | peak | 0 | 0 | 0 | 0 | 0 | 0 | 0 | 0 | 0 | 0 | 0 | 0 | 0 | 0 | 0 | 0 | 0 | 0 | 0 | 0 | 0 | 0 | 0 | 0
refrigeration | March | peak | 0 | 0 | 0 | 0 | 0 | 0 | 0 | 0 | 0 | 0 | 0 | 0 | 0 | 0 | 0 | 0 | 0 | 0 | 0 | 0 | 0 | 0 | 0 | 0
refrigeration | April | peak | 0 | 0 | 0 | 0 | 0 | 0 | 0 | 0 | 0 | 0 | 0 | 0 | 0 | 0 | 0 | 0 | 0 | 0 | 0 | 0 | 0 | 0 | 0 | 0
refrigeration | May | peak | 0 | 0 | 0 | 0 | 0 | 0 | 0 | 0 | 0 | 0 | 0 | 0 | 0 | 0 | 0 | 0 | 0 | 0 | 0 | 0 | 0 | 0 | 0 | 0
refrigeration | June | peak | 0 | 0 | 0 | 0 | 0 | 0 | 0 | 0 | 0 | 0 | 0 | 0 | 0 | 0 | 0 | 0 | 0 | 0 | 0 | 0 | 0 | 0 | 0 | 0
refrigeration | July | peak | 0 | 0 | 0 | 0 | 0 | 0 | 0 | 0 | 0 | 0 | 0 | 0 | 0 | 0 | 0 | 0 | 0 | 0 | 0 | 0 | 0 | 0 | 0 | 0
refrigeration | August | peak | 0 | 0 | 0 | 0 | 0 | 0 | 0 | 0 | 0 | 0 | 0 | 0 | 0 | 0 | 0 | 0 | 0 | 0 | 0 | 0 | 0 | 0 | 0 | 0
refrigeration | September | peak | 0 | 0 | 0 | 0 | 0 | 0 | 0 | 0 | 0 | 0 | 0 | 0 | 0 | 0 | 0 | 0 | 0 | 0 | 0 | 0 | 0 | 0 | 0 | 0
refrigeration | October | peak | 0 | 0 | 0 | 0 | 0 | 0 | 0 | 0 | 0 | 0 | 0 | 0 | 0 | 0 | 0 | 0 | 0 | 0 | 0 | 0 | 0 | 0 | 0 | 0
refrigeration | November | peak | 0 | 0 | 0 | 0 | 0 | 0 | 0 | 0 | 0 | 0 | 0 | 0 | 0 | 0 | 0 | 0 | 0 | 0 | 0 | 0 | 0 | 0 | 0 | 0
refrigeration | December | peak | 0 | 0 | 0 | 0 | 0 | 0 | 0 | 0 | 0 | 0 | 0 | 0 | 0 | 0 | 0 | 0 | 0 | 0 | 0 | 0 | 0 | 0 | 0 | 0
refrigeration | January | weekend | 0 | 0 | 0 | 0 | 0 | 0 | 0 | 0 | 0 | 0 | 0 | 0 | 0 | 0 | 0 | 0 | 0 | 0 | 0 | 0 | 0 | 0 | 0 | 0
refrigeration | February | weekend | 0 | 0 | 0 | 0 | 0 | 0 | 0 | 0 | 0 | 0 | 0 | 0 | 0 | 0 | 0 | 0 | 0 | 0 | 0 | 0 | 0 | 0 | 0 | 0
refrigeration | March | weekend | 0 | 0 | 0 | 0 | 0 | 0 | 0 | 0 | 0 | 0 | 0 | 0 | 0 | 0 | 0 | 0 | 0 | 0 | 0 | 0 | 0 | 0 | 0 | 0
refrigeration | April | weekend | 0 | 0 | 0 | 0 | 0 | 0 | 0 | 0 | 0 | 0 | 0 | 0 | 0 | 0 | 0 | 0 | 0 | 0 | 0 | 0 | 0 | 0 | 0 | 0
refrigeration | May | weekend | 0 | 0 | 0 | 0 | 0 | 0 | 0 | 0 | 0 | 0 | 0 | 0 | 0 | 0 | 0 | 0 | 0 | 0 | 0 | 0 | 0 | 0 | 0 | 0
refrigeration | June | weekend | 0 | 0 | 0 | 0 | 0 | 0 | 0 | 0 | 0 | 0 | 0 | 0 | 0 | 0 | 0 | 0 | 0 | 0 | 0 | 0 | 0 | 0 | 0 | 0
refrigeration | July | weekend | 0 | 0 | 0 | 0 | 0 | 0 | 0 | 0 | 0 | 0 | 0 | 0 | 0 | 0 | 0 | 0 | 0 | 0 | 0 | 0 | 0 | 0 | 0 | 0
refrigeration | August | weekend | 0 | 0 | 0 | 0 | 0 | 0 | 0 | 0 | 0 | 0 | 0 | 0 | 0 | 0 | 0 | 0 | 0 | 0 | 0 | 0 | 0 | 0 | 0 | 0
refrigeration | September | weekend | 0 | 0 | 0 | 0 | 0 | 0 | 0 | 0 | 0 | 0 | 0 | 0 | 0 | 0 | 0 | 0 | 0 | 0 | 0 | 0 | 0 | 0 | 0 | 0
refrigeration | October | weekend | 0 | 0 | 0 | 0 | 0 | 0 | 0 | 0 | 0 | 0 | 0 | 0 | 0 | 0 | 0 | 0 | 0 | 0 | 0 | 0 | 0 | 0 | 0 | 0
refrigeration | November | weekend | 0 | 0 | 0 | 0 | 0 | 0 | 0 | 0 | 0 | 0 | 0 | 0 | 0 | 0 | 0 | 0 | 0 | 0 | 0 | 0 | 0 | 0 | 0 | 0
refrigeration | December | weekend | 0 | 0 | 0 | 0 | 0 | 0 | 0 | 0 | 0 | 0 | 0 | 0 | 0 | 0 | 0 | 0 | 0 | 0 | 0 | 0 | 0 | 0 | 0 | 0
space-heating | January | week | 0 | 0 | 0 | 0 | 0 | 0 | 0 | 0 | 0 | 0 | 0 | 0 | 0 | 0 | 0 | 0 | 0 | 0 | 0 | 0 | 0 | 0 | 0 | 0
space-heating | February | week | 0 | 0 | 0 | 0 | 0 | 0 | 0 | 0 | 0 | 0 | 0 | 0 | 0 | 0 | 0 | 0 | 0 | 0 | 0 | 0 | 0 | 0 | 0 | 0
space-heating | March | week | 0 | 0 | 0 | 0 | 0 | 0 | 0 | 0 | 0 | 0 | 0 | 0 | 0 | 0 | 0 | 0 | 0 | 0 | 0 | 0 | 0 | 0 | 0 | 0
space-heating | April | week | 0 | 0 | 0 | 0 | 0 | 0 | 0 | 0 | 0 | 0 | 0 | 0 | 0 | 0 | 0 | 0 | 0 | 0 | 0 | 0 | 0 | 0 | 0 | 0
space-heating | May | week | 0 | 0 | 0 | 0 | 0 | 0 | 0 | 0 | 0 | 0 | 0 | 0 | 0 | 0 | 0 | 0 | 0 | 0 | 0 | 0 | 0 | 0 | 0 | 0
space-heating | June | week | 0 | 0 | 0 | 0 | 0 | 0 | 0 | 0 | 0 | 0 | 0 | 0 | 0 | 0 | 0 | 0 | 0 | 0 | 0 | 0 | 0 | 0 | 0 | 0
space-heating | July | week | 0 | 0 | 0 | 0 | 0 | 0 | 0 | 0 | 0 | 0 | 0 | 0 | 0 | 0 | 0 | 0 | 0 | 0 | 0 | 0 | 0 | 0 | 0 | 0
space-heating | August | week | 0 | 0 | 0 | 0 | 0 | 0 | 0 | 0 | 0 | 0 | 0 | 0 | 0 | 0 | 0 | 0 | 0 | 0 | 0 | 0 | 0 | 0 | 0 | 0
space-heating | September | week | 0 | 0 | 0 | 0 | 0 | 0 | 0 | 0 | 0 | 0 | 0 | 0 | 0 | 0 | 0 | 0 | 0 | 0 | 0 | 0 | 0 | 0 | 0 | 0
space-heating | October | week | 0 | 0 | 0 | 0 | 0 | 0 | 0 | 0 | 0 | 0 | 0 | 0 | 0 | 0 | 0 | 0 | 0 | 0 | 0 | 0 | 0 | 0 | 0 | 0
space-heating | November | week | 0 | 0 | 0 | 0 | 0 | 0 | 0 | 0 | 0 | 0 | 0 | 0 | 0 | 0 | 0 | 0 | 0 | 0 | 0 | 0 | 0 | 0 | 0 | 0
space-heating | December | week | 0 | 0 | 0 | 0 | 0 | 0 | 0 | 0 | 0 | 0 | 0 | 0 | 0 | 0 | 0 | 0 | 0 | 0 | 0 | 0 | 0 | 0 | 0 | 0
space-heating | January | peak | 0 | 0 | 0 | 0 | 0 | 0 | 0 | 0 | 0 | 0 | 0 | 0 | 0 | 0 | 0 | 0 | 0 | 0 | 0 | 0 | 0 | 0 | 0 | 0
space-heating | February | peak | 0 | 0 | 0 | 0 | 0 | 0 | 0 | 0 | 0 | 0 | 0 | 0 | 0 | 0 | 0 | 0 | 0 | 0 | 0 | 0 | 0 | 0 | 0 | 0
space-heating | March | peak | 0 | 0 | 0 | 0 | 0 | 0 | 0 | 0 | 0 | 0 | 0 | 0 | 0 | 0 | 0 | 0 | 0 | 0 | 0 | 0 | 0 | 0 | 0 | 0
space-heating | April | peak | 0 | 0 | 0 | 0 | 0 | 0 | 0 | 0 | 0 | 0 | 0 | 0 | 0 | 0 | 0 | 0 | 0 | 0 | 0 | 0 | 0 | 0 | 0 | 0
space-heating | May | peak | 0 | 0 | 0 | 0 | 0 | 0 | 0 | 0 | 0 | 0 | 0 | 0 | 0 | 0 | 0 | 0 | 0 | 0 | 0 | 0 | 0 | 0 | 0 | 0
space-heating | June | peak | 0 | 0 | 0 | 0 | 0 | 0 | 0 | 0 | 0 | 0 | 0 | 0 | 0 | 0 | 0 | 0 | 0 | 0 | 0 | 0 | 0 | 0 | 0 | 0
space-heating | July | peak | 0 | 0 | 0 | 0 | 0 | 0 | 0 | 0 | 0 | 0 | 0 | 0 | 0 | 0 | 0 | 0 | 0 | 0 | 0 | 0 | 0 | 0 | 0 | 0
space-heating | August | peak | 0 | 0 | 0 | 0 | 0 | 0 | 0 | 0 | 0 | 0 | 0 | 0 | 0 | 0 | 0 | 0 | 0 | 0 | 0 | 0 | 0 | 0 | 0 | 0
space-heating | September | peak | 0 | 0 | 0 | 0 | 0 | 0 | 0 | 0 | 0 | 0 | 0 | 0 | 0 | 0 | 0 | 0 | 0 | 0 | 0 | 0 | 0 | 0 | 0 | 0
space-heating | October | peak | 0 | 0 | 0 | 0 | 0 | 0 | 0 | 0 | 0 | 0 | 0 | 0 | 0 | 0 | 0 | 0 | 0 | 0 | 0 | 0 | 0 | 0 | 0 | 0
space-heating | November | peak | 0 | 0 | 0 | 0 | 0 | 0 | 0 | 0 | 0 | 0 | 0 | 0 | 0 | 0 | 0 | 0 | 0 | 0 | 0 | 0 | 0 | 0 | 0 | 0
space-heating | December | peak | 0 | 0 | 0 | 0 | 0 | 0 | 0 | 0 | 0 | 0 | 0 | 0 | 0 | 0 | 0 | 0 | 0 | 0 | 0 | 0 | 0 | 0 | 0 | 0
space-heating | January | weekend | 0 | 0 | 0 | 0 | 0 | 0 | 0 | 0 | 0 | 0 | 0 | 0 | 0 | 0 | 0 | 0 | 0 | 0 | 0 | 0 | 0 | 0 | 0 | 0
space-heating | February | weekend | 0 | 0 | 0 | 0 | 0 | 0 | 0 | 0 | 0 | 0 | 0 | 0 | 0 | 0 | 0 | 0 | 0 | 0 | 0 | 0 | 0 | 0 | 0 | 0
space-heating | March | weekend | 0 | 0 | 0 | 0 | 0 | 0 | 0 | 0 | 0 | 0 | 0 | 0 | 0 | 0 | 0 | 0 | 0 | 0 | 0 | 0 | 0 | 0 | 0 | 0
space-heating | April | weekend | 0 | 0 | 0 | 0 | 0 | 0 | 0 | 0 | 0 | 0 | 0 | 0 | 0 | 0 | 0 | 0 | 0 | 0 | 0 | 0 | 0 | 0 | 0 | 0
space-heating | May | weekend | 0 | 0 | 0 | 0 | 0 | 0 | 0 | 0 | 0 | 0 | 0 | 0 | 0 | 0 | 0 | 0 | 0 | 0 | 0 | 0 | 0 | 0 | 0 | 0
space-heating | June | weekend | 0 | 0 | 0 | 0 | 0 | 0 | 0 | 0 | 0 | 0 | 0 | 0 | 0 | 0 | 0 | 0 | 0 | 0 | 0 | 0 | 0 | 0 | 0 | 0
space-heating | July | weekend | 0 | 0 | 0 | 0 | 0 | 0 | 0 | 0 | 0 | 0 | 0 | 0 | 0 | 0 | 0 | 0 | 0 | 0 | 0 | 0 | 0 | 0 | 0 | 0
space-heating | August | weekend | 0 | 0 | 0 | 0 | 0 | 0 | 0 | 0 | 0 | 0 | 0 | 0 | 0 | 0 | 0 | 0 | 0 | 0 | 0 | 0 | 0 | 0 | 0 | 0
space-heating | September | weekend | 0 | 0 | 0 | 0 | 0 | 0 | 0 | 0 | 0 | 0 | 0 | 0 | 0 | 0 | 0 | 0 | 0 | 0 | 0 | 0 | 0 | 0 | 0 | 0
space-heating | October | weekend | 0 | 0 | 0 | 0 | 0 | 0 | 0 | 0 | 0 | 0 | 0 | 0 | 0 | 0 | 0 | 0 | 0 | 0 | 0 | 0 | 0 | 0 | 0 | 0
space-heating | November | weekend | 0 | 0 | 0 | 0 | 0 | 0 | 0 | 0 | 0 | 0 | 0 | 0 | 0 | 0 | 0 | 0 | 0 | 0 | 0 | 0 | 0 | 0 | 0 | 0
space-heating | December | weekend | 0 | 0 | 0 | 0 | 0 | 0 | 0 | 0 | 0 | 0 | 0 | 0 | 0 | 0 | 0 | 0 | 0 | 0 | 0 | 0 | 0 | 0 | 0 | 0
water-heating | January | week | 0 | 0 | 0 | 0 | 0 | 0 | 0 | 0 | 0 | 0 | 0 | 0 | 0 | 0 | 0 | 0 | 0 | 0 | 0 | 0 | 0 | 0 | 0 | 0
water-heating | February | week | 0 | 0 | 0 | 0 | 0 | 0 | 0 | 0 | 0 | 0 | 0 | 0 | 0 | 0 | 0 | 0 | 0 | 0 | 0 | 0 | 0 | 0 | 0 | 0
water-heating | March | week | 0 | 0 | 0 | 0 | 0 | 0 | 0 | 0 | 0 | 0 | 0 | 0 | 0 | 0 | 0 | 0 | 0 | 0 | 0 | 0 | 0 | 0 | 0 | 0
water-heating | April | week | 0 | 0 | 0 | 0 | 0 | 0 | 0 | 0 | 0 | 0 | 0 | 0 | 0 | 0 | 0 | 0 | 0 | 0 | 0 | 0 | 0 | 0 | 0 | 0
water-heating | May | week | 0 | 0 | 0 | 0 | 0 | 0 | 0 | 0 | 0 | 0 | 0 | 0 | 0 | 0 | 0 | 0 | 0 | 0 | 0 | 0 | 0 | 0 | 0 | 0
water-heating | June | week | 0 | 0 | 0 | 0 | 0 | 0 | 0 | 0 | 0 | 0 | 0 | 0 | 0 | 0 | 0 | 0 | 0 | 0 | 0 | 0 | 0 | 0 | 0 | 0
water-heating | July | week | 0 | 0 | 0 | 0 | 0 | 0 | 0 | 0 | 0 | 0 | 0 | 0 | 0 | 0 | 0 | 0 | 0 | 0 | 0 | 0 | 0 | 0 | 0 | 0
water-heating | August | week | 0 | 0 | 0 | 0 | 0 | 0 | 0 | 0 | 0 | 0 | 0 | 0 | 0 | 0 | 0 | 0 | 0 | 0 | 0 | 0 | 0 | 0 | 0 | 0
water-heating | September | week | 0 | 0 | 0 | 0 | 0 | 0 | 0 | 0 | 0 | 0 | 0 | 0 | 0 | 0 | 0 | 0 | 0 | 0 | 0 | 0 | 0 | 0 | 0 | 0
water-heating | October | week | 0 | 0 | 0 | 0 | 0 | 0 | 0 | 0 | 0 | 0 | 0 | 0 | 0 | 0 | 0 | 0 | 0 | 0 | 0 | 0 | 0 | 0 | 0 | 0
water-heating | November | week | 0 | 0 | 0 | 0 | 0 | 0 | 0 | 0 | 0 | 0 | 0 | 0 | 0 | 0 | 0 | 0 | 0 | 0 | 0 | 0 | 0 | 0 | 0 | 0
water-heating | December | week | 0 | 0 | 0 | 0 | 0 | 0 | 0 | 0 | 0 | 0 | 0 | 0 | 0 | 0 | 0 | 0 | 0 | 0 | 0 | 0 | 0 | 0 | 0 | 0
water-heating | January | peak | 0 | 0 | 0 | 0 | 0 | 0 | 0 | 0 | 0 | 0 | 0 | 0 | 0 | 0 | 0 | 0 | 0 | 0 | 0 | 0 | 0 | 0 | 0 | 0
water-heating | February | peak | 0 | 0 | 0 | 0 | 0 | 0 | 0 | 0 | 0 | 0 | 0 | 0 | 0 | 0 | 0 | 0 | 0 | 0 | 0 | 0 | 0 | 0 | 0 | 0
water-heating | March | peak | 0 | 0 | 0 | 0 | 0 | 0 | 0 | 0 | 0 | 0 | 0 | 0 | 0 | 0 | 0 | 0 | 0 | 0 | 0 | 0 | 0 | 0 | 0 | 0
water-heating | April | peak | 0 | 0 | 0 | 0 | 0 | 0 | 0 | 0 | 0 | 0 | 0 | 0 | 0 | 0 | 0 | 0 | 0 | 0 | 0 | 0 | 0 | 0 | 0 | 0
water-heating | May | peak | 0 | 0 | 0 | 0 | 0 | 0 | 0 | 0 | 0 | 0 | 0 | 0 | 0 | 0 | 0 | 0 | 0 | 0 | 0 | 0 | 0 | 0 | 0 | 0
water-heating | June | peak | 0 | 0 | 0 | 0 | 0 | 0 | 0 | 0 | 0 | 0 | 0 | 0 | 0 | 0 | 0 | 0 | 0 | 0 | 0 | 0 | 0 | 0 | 0 | 0
water-heating | July | peak | 0 | 0 | 0 | 0 | 0 | 0 | 0 | 0 | 0 | 0 | 0 | 0 | 0 | 0 | 0 | 0 | 0 | 0 | 0 | 0 | 0 | 0 | 0 | 0
water-heating | August | peak | 0 | 0 | 0 | 0 | 0 | 0 | 0 | 0 | 0 | 0 | 0 | 0 | 0 | 0 | 0 | 0 | 0 | 0 | 0 | 0 | 0 | 0 | 0 | 0
water-heating | September | peak | 0 | 0 | 0 | 0 | 0 | 0 | 0 | 0 | 0 | 0 | 0 | 0 | 0 | 0 | 0 | 0 | 0 | 0 | 0 | 0 | 0 | 0 | 0 | 0
water-heating | October | peak | 0 | 0 | 0 | 0 | 0 | 0 | 0 | 0 | 0 | 0 | 0 | 0 | 0 | 0 | 0 | 0 | 0 | 0 | 0 | 0 | 0 | 0 | 0 | 0
water-heating | November | peak | 0 | 0 | 0 | 0 | 0 | 0 | 0 | 0 | 0 | 0 | 0 | 0 | 0 | 0 | 0 | 0 | 0 | 0 | 0 | 0 | 0 | 0 | 0 | 0
water-heating | December | peak | 0 | 0 | 0 | 0 | 0 | 0 | 0 | 0 | 0 | 0 | 0 | 0 | 0 | 0 | 0 | 0 | 0 | 0 | 0 | 0 | 0 | 0 | 0 | 0
water-heating | January | weekend | 0 | 0 | 0 | 0 | 0 | 0 | 0 | 0 | 0 | 0 | 0 | 0 | 0 | 0 | 0 | 0 | 0 | 0 | 0 | 0 | 0 | 0 | 0 | 0
water-heating | February | weekend | 0 | 0 | 0 | 0 | 0 | 0 | 0 | 0 | 0 | 0 | 0 | 0 | 0 | 0 | 0 | 0 | 0 | 0 | 0 | 0 | 0 | 0 | 0 | 0
water-heating | March | weekend | 0 | 0 | 0 | 0 | 0 | 0 | 0 | 0 | 0 | 0 | 0 | 0 | 0 | 0 | 0 | 0 | 0 | 0 | 0 | 0 | 0 | 0 | 0 | 0
water-heating | April | weekend | 0 | 0 | 0 | 0 | 0 | 0 | 0 | 0 | 0 | 0 | 0 | 0 | 0 | 0 | 0 | 0 | 0 | 0 | 0 | 0 | 0 | 0 | 0 | 0
water-heating | May | weekend | 0 | 0 | 0 | 0 | 0 | 0 | 0 | 0 | 0 | 0 | 0 | 0 | 0 | 0 | 0 | 0 | 0 | 0 | 0 | 0 | 0 | 0 | 0 | 0
water-heating | June | weekend | 0 | 0 | 0 | 0 | 0 | 0 | 0 | 0 | 0 | 0 | 0 | 0 | 0 | 0 | 0 | 0 | 0 | 0 | 0 | 0 | 0 | 0 | 0 | 0
water-heating | July | weekend | 0 | 0 | 0 | 0 | 0 | 0 | 0 | 0 | 0 | 0 | 0 | 0 | 0 | 0 | 0 | 0 | 0 | 0 | 0 | 0 | 0 | 0 | 0 | 0
water-heating | August | weekend | 0 | 0 | 0 | 0 | 0 | 0 | 0 | 0 | 0 | 0 | 0 | 0 | 0 | 0 | 0 | 0 | 0 | 0 | 0 | 0 | 0 | 0 | 0 | 0
water-heating | September | weekend | 0 | 0 | 0 | 0 | 0 | 0 | 0 | 0 | 0 | 0 | 0 | 0 | 0 | 0 | 0 | 0 | 0 | 0 | 0 | 0 | 0 | 0 | 0 | 0
water-heating | October | weekend | 0 | 0 | 0 | 0 | 0 | 0 | 0 | 0 | 0 | 0 | 0 | 0 | 0 | 0 | 0 | 0 | 0 | 0 | 0 | 0 | 0 | 0 | 0 | 0
water-heating | November | weekend | 0 | 0 | 0 | 0 | 0 | 0 | 0 | 0 | 0 | 0 | 0 | 0 | 0 | 0 | 0 | 0 | 0 | 0 | 0 | 0 | 0 | 0 | 0 | 0
water-heating | December | weekend | 0 | 0 | 0 | 0 | 0 | 0 | 0 | 0 | 0 | 0 | 0 | 0 | 0 | 0 | 0 | 0 | 0 | 0 | 0 | 0 | 0 | 0 | 0 | 0
naturalgas-only | January | week | 0 | 0 | 0 | 0 | 0 | 0 | 0 | 0 | 0 | 0 | 0 | 0 | 0 | 0 | 0 | 0 | 0 | 0 | 0 | 0 | 0 | 0 | 0 | 0
naturalgas-only | February | week | 0 | 0 | 0 | 0 | 0 | 0 | 0 | 0 | 0 | 0 | 0 | 0 | 0 | 0 | 0 | 0 | 0 | 0 | 0 | 0 | 0 | 0 | 0 | 0
naturalgas-only | March | week | 0 | 0 | 0 | 0 | 0 | 0 | 0 | 0 | 0 | 0 | 0 | 0 | 0 | 0 | 0 | 0 | 0 | 0 | 0 | 0 | 0 | 0 | 0 | 0
naturalgas-only | April | week | 0 | 0 | 0 | 0 | 0 | 0 | 0 | 0 | 0 | 0 | 0 | 0 | 0 | 0 | 0 | 0 | 0 | 0 | 0 | 0 | 0 | 0 | 0 | 0
naturalgas-only | May | week | 0 | 0 | 0 | 0 | 0 | 0 | 0 | 0 | 0 | 0 | 0 | 0 | 0 | 0 | 0 | 0 | 0 | 0 | 0 | 0 | 0 | 0 | 0 | 0
naturalgas-only | June | week | 0 | 0 | 0 | 0 | 0 | 0 | 0 | 0 | 0 | 0 | 0 | 0 | 0 | 0 | 0 | 0 | 0 | 0 | 0 | 0 | 0 | 0 | 0 | 0
naturalgas-only | July | week | 0 | 0 | 0 | 0 | 0 | 0 | 0 | 0 | 0 | 0 | 0 | 0 | 0 | 0 | 0 | 0 | 0 | 0 | 0 | 0 | 0 | 0 | 0 | 0
naturalgas-only | August | week | 0 | 0 | 0 | 0 | 0 | 0 | 0 | 0 | 0 | 0 | 0 | 0 | 0 | 0 | 0 | 0 | 0 | 0 | 0 | 0 | 0 | 0 | 0 | 0
naturalgas-only | September | week | 0 | 0 | 0 | 0 | 0 | 0 | 0 | 0 | 0 | 0 | 0 | 0 | 0 | 0 | 0 | 0 | 0 | 0 | 0 | 0 | 0 | 0 | 0 | 0
naturalgas-only | October | week | 0 | 0 | 0 | 0 | 0 | 0 | 0 | 0 | 0 | 0 | 0 | 0 | 0 | 0 | 0 | 0 | 0 | 0 | 0 | 0 | 0 | 0 | 0 | 0
naturalgas-only | November | week | 0 | 0 | 0 | 0 | 0 | 0 | 0 | 0 | 0 | 0 | 0 | 0 | 0 | 0 | 0 | 0 | 0 | 0 | 0 | 0 | 0 | 0 | 0 | 0
naturalgas-only | December | week | 0 | 0 | 0 | 0 | 0 | 0 | 0 | 0 | 0 | 0 | 0 | 0 | 0 | 0 | 0 | 0 | 0 | 0 | 0 | 0 | 0 | 0 | 0 | 0
naturalgas-only | January | peak | 0 | 0 | 0 | 0 | 0 | 0 | 0 | 0 | 0 | 0 | 0 | 0 | 0 | 0 | 0 | 0 | 0 | 0 | 0 | 0 | 0 | 0 | 0 | 0
naturalgas-only | February | peak | 0 | 0 | 0 | 0 | 0 | 0 | 0 | 0 | 0 | 0 | 0 | 0 | 0 | 0 | 0 | 0 | 0 | 0 | 0 | 0 | 0 | 0 | 0 | 0
naturalgas-only | March | peak | 0 | 0 | 0 | 0 | 0 | 0 | 0 | 0 | 0 | 0 | 0 | 0 | 0 | 0 | 0 | 0 | 0 | 0 | 0 | 0 | 0 | 0 | 0 | 0
naturalgas-only | April | peak | 0 | 0 | 0 | 0 | 0 | 0 | 0 | 0 | 0 | 0 | 0 | 0 | 0 | 0 | 0 | 0 | 0 | 0 | 0 | 0 | 0 | 0 | 0 | 0
naturalgas-only | May | peak | 0 | 0 | 0 | 0 | 0 | 0 | 0 | 0 | 0 | 0 | 0 | 0 | 0 | 0 | 0 | 0 | 0 | 0 | 0 | 0 | 0 | 0 | 0 | 0
naturalgas-only | June | peak | 0 | 0 | 0 | 0 | 0 | 0 | 0 | 0 | 0 | 0 | 0 | 0 | 0 | 0 | 0 | 0 | 0 | 0 | 0 | 0 | 0 | 0 | 0 | 0
naturalgas-only | July | peak | 0 | 0 | 0 | 0 | 0 | 0 | 0 | 0 | 0 | 0 | 0 | 0 | 0 | 0 | 0 | 0 | 0 | 0 | 0 | 0 | 0 | 0 | 0 | 0
naturalgas-only | August | peak | 0 | 0 | 0 | 0 | 0 | 0 | 0 | 0 | 0 | 0 | 0 | 0 | 0 | 0 | 0 | 0 | 0 | 0 | 0 | 0 | 0 | 0 | 0 | 0
naturalgas-only | September | peak | 0 | 0 | 0 | 0 | 0 | 0 | 0 | 0 | 0 | 0 | 0 | 0 | 0 | 0 | 0 | 0 | 0 | 0 | 0 | 0 | 0 | 0 | 0 | 0
naturalgas-only | October | peak | 0 | 0 | 0 | 0 | 0 | 0 | 0 | 0 | 0 | 0 | 0 | 0 | 0 | 0 | 0 | 0 | 0 | 0 | 0 | 0 | 0 | 0 | 0 | 0
naturalgas-only | November | peak | 0 | 0 | 0 | 0 | 0 | 0 | 0 | 0 | 0 | 0 | 0 | 0 | 0 | 0 | 0 | 0 | 0 | 0 | 0 | 0 | 0 | 0 | 0 | 0
naturalgas-only | December | peak | 0 | 0 | 0 | 0 | 0 | 0 | 0 | 0 | 0 | 0 | 0 | 0 | 0 | 0 | 0 | 0 | 0 | 0 | 0 | 0 | 0 | 0 | 0 | 0
naturalgas-only | January | weekend | 0 | 0 | 0 | 0 | 0 | 0 | 0 | 0 | 0 | 0 | 0 | 0 | 0 | 0 | 0 | 0 | 0 | 0 | 0 | 0 | 0 | 0 | 0 | 0
naturalgas-only | February | weekend | 0 | 0 | 0 | 0 | 0 | 0 | 0 | 0 | 0 | 0 | 0 | 0 | 0 | 0 | 0 | 0 | 0 | 0 | 0 | 0 | 0 | 0 | 0 | 0
naturalgas-only | March | weekend | 0 | 0 | 0 | 0 | 0 | 0 | 0 | 0 | 0 | 0 | 0 | 0 | 0 | 0 | 0 | 0 | 0 | 0 | 0 | 0 | 0 | 0 | 0 | 0
naturalgas-only | April | weekend | 0 | 0 | 0 | 0 | 0 | 0 | 0 | 0 | 0 | 0 | 0 | 0 | 0 | 0 | 0 | 0 | 0 | 0 | 0 | 0 | 0 | 0 | 0 | 0
naturalgas-only | May | weekend | 0 | 0 | 0 | 0 | 0 | 0 | 0 | 0 | 0 | 0 | 0 | 0 | 0 | 0 | 0 | 0 | 0 | 0 | 0 | 0 | 0 | 0 | 0 | 0
naturalgas-only | June | weekend | 0 | 0 | 0 | 0 | 0 | 0 | 0 | 0 | 0 | 0 | 0 | 0 | 0 | 0 | 0 | 0 | 0 | 0 | 0 | 0 | 0 | 0 | 0 | 0
naturalgas-only | July | weekend | 0 | 0 | 0 | 0 | 0 | 0 | 0 | 0 | 0 | 0 | 0 | 0 | 0 | 0 | 0 | 0 | 0 | 0 | 0 | 0 | 0 | 0 | 0 | 0
naturalgas-only | August | weekend | 0 | 0 | 0 | 0 | 0 | 0 | 0 | 0 | 0 | 0 | 0 | 0 | 0 | 0 | 0 | 0 | 0 | 0 | 0 | 0 | 0 | 0 | 0 | 0
naturalgas-only | September | weekend | 0 | 0 | 0 | 0 | 0 | 0 | 0 | 0 | 0 | 0 | 0 | 0 | 0 | 0 | 0 | 0 | 0 | 0 | 0 | 0 | 0 | 0 | 0 | 0
naturalgas-only | October | weekend | 0 | 0 | 0 | 0 | 0 | 0 | 0 | 0 | 0 | 0 | 0 | 0 | 0 | 0 | 0 | 0 | 0 | 0 | 0 | 0 | 0 | 0 | 0 | 0
naturalgas-only | November | weekend | 0 | 0 | 0 | 0 | 0 | 0 | 0 | 0 | 0 | 0 | 0 | 0 | 0 | 0 | 0 | 0 | 0 | 0 | 0 | 0 | 0 | 0 | 0 | 0
naturalgas-only | December | weekend | 0 | 0 | 0 | 0 | 0 | 0 | 0 | 0 | 0 | 0 | 0 | 0 | 0 | 0 | 0 | 0 | 0 | 0 | 0 | 0 | 0 | 0 | 0 | 0

## LoadInput_N14_P
|  |  | 1 | 2 | 3 | 4 | 5 | 6 | 7 | 8 | 9 | 10 | 11 | 12 | 13 | 14 | 15 | 16 | 17 | 18 | 19 | 20 | 21 | 22 | 23 | 24
electricity-only | January | week | 0 | 0 | 0 | 0 | 0 | 0 | 0 | 0 | 0 | 0 | 0 | 0 | 0 | 0 | 0 | 0 | 0 | 0 | 0 | 0 | 0 | 0 | 0 | 0
electricity-only | February | week | 0 | 0 | 0 | 0 | 0 | 0 | 0 | 0 | 0 | 0 | 0 | 0 | 0 | 0 | 0 | 0 | 0 | 0 | 0 | 0 | 0 | 0 | 0 | 0
electricity-only | March | week | 0 | 0 | 0 | 0 | 0 | 0 | 0 | 0 | 0 | 0 | 0 | 0 | 0 | 0 | 0 | 0 | 0 | 0 | 0 | 0 | 0 | 0 | 0 | 0
electricity-only | April | week | 0 | 0 | 0 | 0 | 0 | 0 | 0 | 0 | 0 | 0 | 0 | 0 | 0 | 0 | 0 | 0 | 0 | 0 | 0 | 0 | 0 | 0 | 0 | 0
electricity-only | May | week | 0 | 0 | 0 | 0 | 0 | 0 | 0 | 0 | 0 | 0 | 0 | 0 | 0 | 0 | 0 | 0 | 0 | 0 | 0 | 0 | 0 | 0 | 0 | 0
electricity-only | June | week | 0 | 0 | 0 | 0 | 0 | 0 | 0 | 0 | 0 | 0 | 0 | 0 | 0 | 0 | 0 | 0 | 0 | 0 | 0 | 0 | 0 | 0 | 0 | 0
electricity-only | July | week | 0 | 0 | 0 | 0 | 0 | 0 | 0 | 0 | 0 | 0 | 0 | 0 | 0 | 0 | 0 | 0 | 0 | 0 | 0 | 0 | 0 | 0 | 0 | 0
electricity-only | August | week | 0 | 0 | 0 | 0 | 0 | 0 | 0 | 0 | 0 | 0 | 0 | 0 | 0 | 0 | 0 | 0 | 0 | 0 | 0 | 0 | 0 | 0 | 0 | 0
electricity-only | September | week | 0 | 0 | 0 | 0 | 0 | 0 | 0 | 0 | 0 | 0 | 0 | 0 | 0 | 0 | 0 | 0 | 0 | 0 | 0 | 0 | 0 | 0 | 0 | 0
electricity-only | October | week | 0 | 0 | 0 | 0 | 0 | 0 | 0 | 0 | 0 | 0 | 0 | 0 | 0 | 0 | 0 | 0 | 0 | 0 | 0 | 0 | 0 | 0 | 0 | 0
electricity-only | November | week | 0 | 0 | 0 | 0 | 0 | 0 | 0 | 0 | 0 | 0 | 0 | 0 | 0 | 0 | 0 | 0 | 0 | 0 | 0 | 0 | 0 | 0 | 0 | 0
electricity-only | December | week | 0 | 0 | 0 | 0 | 0 | 0 | 0 | 0 | 0 | 0 | 0 | 0 | 0 | 0 | 0 | 0 | 0 | 0 | 0 | 0 | 0 | 0 | 0 | 0
electricity-only | January | peak | 0 | 0 | 0 | 0 | 0 | 0 | 0 | 0 | 0 | 0 | 0 | 0 | 0 | 0 | 0 | 0 | 0 | 0 | 0 | 0 | 0 | 0 | 0 | 0
electricity-only | February | peak | 0 | 0 | 0 | 0 | 0 | 0 | 0 | 0 | 0 | 0 | 0 | 0 | 0 | 0 | 0 | 0 | 0 | 0 | 0 | 0 | 0 | 0 | 0 | 0
electricity-only | March | peak | 0 | 0 | 0 | 0 | 0 | 0 | 0 | 0 | 0 | 0 | 0 | 0 | 0 | 0 | 0 | 0 | 0 | 0 | 0 | 0 | 0 | 0 | 0 | 0
electricity-only | April | peak | 0 | 0 | 0 | 0 | 0 | 0 | 0 | 0 | 0 | 0 | 0 | 0 | 0 | 0 | 0 | 0 | 0 | 0 | 0 | 0 | 0 | 0 | 0 | 0
electricity-only | May | peak | 0 | 0 | 0 | 0 | 0 | 0 | 0 | 0 | 0 | 0 | 0 | 0 | 0 | 0 | 0 | 0 | 0 | 0 | 0 | 0 | 0 | 0 | 0 | 0
electricity-only | June | peak | 0 | 0 | 0 | 0 | 0 | 0 | 0 | 0 | 0 | 0 | 0 | 0 | 0 | 0 | 0 | 0 | 0 | 0 | 0 | 0 | 0 | 0 | 0 | 0
electricity-only | July | peak | 0 | 0 | 0 | 0 | 0 | 0 | 0 | 0 | 0 | 0 | 0 | 0 | 0 | 0 | 0 | 0 | 0 | 0 | 0 | 0 | 0 | 0 | 0 | 0
electricity-only | August | peak | 0 | 0 | 0 | 0 | 0 | 0 | 0 | 0 | 0 | 0 | 0 | 0 | 0 | 0 | 0 | 0 | 0 | 0 | 0 | 0 | 0 | 0 | 0 | 0
electricity-only | September | peak | 0 | 0 | 0 | 0 | 0 | 0 | 0 | 0 | 0 | 0 | 0 | 0 | 0 | 0 | 0 | 0 | 0 | 0 | 0 | 0 | 0 | 0 | 0 | 0
electricity-only | October | peak | 0 | 0 | 0 | 0 | 0 | 0 | 0 | 0 | 0 | 0 | 0 | 0 | 0 | 0 | 0 | 0 | 0 | 0 | 0 | 0 | 0 | 0 | 0 | 0
electricity-only | November | peak | 0 | 0 | 0 | 0 | 0 | 0 | 0 | 0 | 0 | 0 | 0 | 0 | 0 | 0 | 0 | 0 | 0 | 0 | 0 | 0 | 0 | 0 | 0 | 0
electricity-only | December | peak | 0 | 0 | 0 | 0 | 0 | 0 | 0 | 0 | 0 | 0 | 0 | 0 | 0 | 0 | 0 | 0 | 0 | 0 | 0 | 0 | 0 | 0 | 0 | 0
electricity-only | January | weekend | 0 | 0 | 0 | 0 | 0 | 0 | 0 | 0 | 0 | 0 | 0 | 0 | 0 | 0 | 0 | 0 | 0 | 0 | 0 | 0 | 0 | 0 | 0 | 0
electricity-only | February | weekend | 0 | 0 | 0 | 0 | 0 | 0 | 0 | 0 | 0 | 0 | 0 | 0 | 0 | 0 | 0 | 0 | 0 | 0 | 0 | 0 | 0 | 0 | 0 | 0
electricity-only | March | weekend | 0 | 0 | 0 | 0 | 0 | 0 | 0 | 0 | 0 | 0 | 0 | 0 | 0 | 0 | 0 | 0 | 0 | 0 | 0 | 0 | 0 | 0 | 0 | 0
electricity-only | April | weekend | 0 | 0 | 0 | 0 | 0 | 0 | 0 | 0 | 0 | 0 | 0 | 0 | 0 | 0 | 0 | 0 | 0 | 0 | 0 | 0 | 0 | 0 | 0 | 0
electricity-only | May | weekend | 0 | 0 | 0 | 0 | 0 | 0 | 0 | 0 | 0 | 0 | 0 | 0 | 0 | 0 | 0 | 0 | 0 | 0 | 0 | 0 | 0 | 0 | 0 | 0
electricity-only | June | weekend | 0 | 0 | 0 | 0 | 0 | 0 | 0 | 0 | 0 | 0 | 0 | 0 | 0 | 0 | 0 | 0 | 0 | 0 | 0 | 0 | 0 | 0 | 0 | 0
electricity-only | July | weekend | 0 | 0 | 0 | 0 | 0 | 0 | 0 | 0 | 0 | 0 | 0 | 0 | 0 | 0 | 0 | 0 | 0 | 0 | 0 | 0 | 0 | 0 | 0 | 0
electricity-only | August | weekend | 0 | 0 | 0 | 0 | 0 | 0 | 0 | 0 | 0 | 0 | 0 | 0 | 0 | 0 | 0 | 0 | 0 | 0 | 0 | 0 | 0 | 0 | 0 | 0
electricity-only | September | weekend | 0 | 0 | 0 | 0 | 0 | 0 | 0 | 0 | 0 | 0 | 0 | 0 | 0 | 0 | 0 | 0 | 0 | 0 | 0 | 0 | 0 | 0 | 0 | 0
electricity-only | October | weekend | 0 | 0 | 0 | 0 | 0 | 0 | 0 | 0 | 0 | 0 | 0 | 0 | 0 | 0 | 0 | 0 | 0 | 0 | 0 | 0 | 0 | 0 | 0 | 0
electricity-only | November | weekend | 0 | 0 | 0 | 0 | 0 | 0 | 0 | 0 | 0 | 0 | 0 | 0 | 0 | 0 | 0 | 0 | 0 | 0 | 0 | 0 | 0 | 0 | 0 | 0
electricity-only | December | weekend | 0 | 0 | 0 | 0 | 0 | 0 | 0 | 0 | 0 | 0 | 0 | 0 | 0 | 0 | 0 | 0 | 0 | 0 | 0 | 0 | 0 | 0 | 0 | 0
cooling | January | week | 0 | 0 | 0 | 0 | 0 | 0 | 0 | 0 | 0 | 0 | 0 | 0 | 0 | 0 | 0 | 0 | 0 | 0 | 0 | 0 | 0 | 0 | 0 | 0
cooling | February | week | 0 | 0 | 0 | 0 | 0 | 0 | 0 | 0 | 0 | 0 | 0 | 0 | 0 | 0 | 0 | 0 | 0 | 0 | 0 | 0 | 0 | 0 | 0 | 0
cooling | March | week | 0 | 0 | 0 | 0 | 0 | 0 | 0 | 0 | 0 | 0 | 0 | 0 | 0 | 0 | 0 | 0 | 0 | 0 | 0 | 0 | 0 | 0 | 0 | 0
cooling | April | week | 0 | 0 | 0 | 0 | 0 | 0 | 0 | 0 | 0 | 0 | 0 | 0 | 0 | 0 | 0 | 0 | 0 | 0 | 0 | 0 | 0 | 0 | 0 | 0
cooling | May | week | 0 | 0 | 0 | 0 | 0 | 0 | 0 | 0 | 0 | 0 | 0 | 0 | 0 | 0 | 0 | 0 | 0 | 0 | 0 | 0 | 0 | 0 | 0 | 0
cooling | June | week | 0 | 0 | 0 | 0 | 0 | 0 | 0 | 0 | 0 | 0 | 0 | 0 | 0 | 0 | 0 | 0 | 0 | 0 | 0 | 0 | 0 | 0 | 0 | 0
cooling | July | week | 0 | 0 | 0 | 0 | 0 | 0 | 0 | 0 | 0 | 0 | 0 | 0 | 0 | 0 | 0 | 0 | 0 | 0 | 0 | 0 | 0 | 0 | 0 | 0
cooling | August | week | 0 | 0 | 0 | 0 | 0 | 0 | 0 | 0 | 0 | 0 | 0 | 0 | 0 | 0 | 0 | 0 | 0 | 0 | 0 | 0 | 0 | 0 | 0 | 0
cooling | September | week | 0 | 0 | 0 | 0 | 0 | 0 | 0 | 0 | 0 | 0 | 0 | 0 | 0 | 0 | 0 | 0 | 0 | 0 | 0 | 0 | 0 | 0 | 0 | 0
cooling | October | week | 0 | 0 | 0 | 0 | 0 | 0 | 0 | 0 | 0 | 0 | 0 | 0 | 0 | 0 | 0 | 0 | 0 | 0 | 0 | 0 | 0 | 0 | 0 | 0
cooling | November | week | 0 | 0 | 0 | 0 | 0 | 0 | 0 | 0 | 0 | 0 | 0 | 0 | 0 | 0 | 0 | 0 | 0 | 0 | 0 | 0 | 0 | 0 | 0 | 0
cooling | December | week | 0 | 0 | 0 | 0 | 0 | 0 | 0 | 0 | 0 | 0 | 0 | 0 | 0 | 0 | 0 | 0 | 0 | 0 | 0 | 0 | 0 | 0 | 0 | 0
cooling | January | peak | 0 | 0 | 0 | 0 | 0 | 0 | 0 | 0 | 0 | 0 | 0 | 0 | 0 | 0 | 0 | 0 | 0 | 0 | 0 | 0 | 0 | 0 | 0 | 0
cooling | February | peak | 0 | 0 | 0 | 0 | 0 | 0 | 0 | 0 | 0 | 0 | 0 | 0 | 0 | 0 | 0 | 0 | 0 | 0 | 0 | 0 | 0 | 0 | 0 | 0
cooling | March | peak | 0 | 0 | 0 | 0 | 0 | 0 | 0 | 0 | 0 | 0 | 0 | 0 | 0 | 0 | 0 | 0 | 0 | 0 | 0 | 0 | 0 | 0 | 0 | 0
cooling | April | peak | 0 | 0 | 0 | 0 | 0 | 0 | 0 | 0 | 0 | 0 | 0 | 0 | 0 | 0 | 0 | 0 | 0 | 0 | 0 | 0 | 0 | 0 | 0 | 0
cooling | May | peak | 0 | 0 | 0 | 0 | 0 | 0 | 0 | 0 | 0 | 0 | 0 | 0 | 0 | 0 | 0 | 0 | 0 | 0 | 0 | 0 | 0 | 0 | 0 | 0
cooling | June | peak | 0 | 0 | 0 | 0 | 0 | 0 | 0 | 0 | 0 | 0 | 0 | 0 | 0 | 0 | 0 | 0 | 0 | 0 | 0 | 0 | 0 | 0 | 0 | 0
cooling | July | peak | 0 | 0 | 0 | 0 | 0 | 0 | 0 | 0 | 0 | 0 | 0 | 0 | 0 | 0 | 0 | 0 | 0 | 0 | 0 | 0 | 0 | 0 | 0 | 0
cooling | August | peak | 0 | 0 | 0 | 0 | 0 | 0 | 0 | 0 | 0 | 0 | 0 | 0 | 0 | 0 | 0 | 0 | 0 | 0 | 0 | 0 | 0 | 0 | 0 | 0
cooling | September | peak | 0 | 0 | 0 | 0 | 0 | 0 | 0 | 0 | 0 | 0 | 0 | 0 | 0 | 0 | 0 | 0 | 0 | 0 | 0 | 0 | 0 | 0 | 0 | 0
cooling | October | peak | 0 | 0 | 0 | 0 | 0 | 0 | 0 | 0 | 0 | 0 | 0 | 0 | 0 | 0 | 0 | 0 | 0 | 0 | 0 | 0 | 0 | 0 | 0 | 0
cooling | November | peak | 0 | 0 | 0 | 0 | 0 | 0 | 0 | 0 | 0 | 0 | 0 | 0 | 0 | 0 | 0 | 0 | 0 | 0 | 0 | 0 | 0 | 0 | 0 | 0
cooling | December | peak | 0 | 0 | 0 | 0 | 0 | 0 | 0 | 0 | 0 | 0 | 0 | 0 | 0 | 0 | 0 | 0 | 0 | 0 | 0 | 0 | 0 | 0 | 0 | 0
cooling | January | weekend | 0 | 0 | 0 | 0 | 0 | 0 | 0 | 0 | 0 | 0 | 0 | 0 | 0 | 0 | 0 | 0 | 0 | 0 | 0 | 0 | 0 | 0 | 0 | 0
cooling | February | weekend | 0 | 0 | 0 | 0 | 0 | 0 | 0 | 0 | 0 | 0 | 0 | 0 | 0 | 0 | 0 | 0 | 0 | 0 | 0 | 0 | 0 | 0 | 0 | 0
cooling | March | weekend | 0 | 0 | 0 | 0 | 0 | 0 | 0 | 0 | 0 | 0 | 0 | 0 | 0 | 0 | 0 | 0 | 0 | 0 | 0 | 0 | 0 | 0 | 0 | 0
cooling | April | weekend | 0 | 0 | 0 | 0 | 0 | 0 | 0 | 0 | 0 | 0 | 0 | 0 | 0 | 0 | 0 | 0 | 0 | 0 | 0 | 0 | 0 | 0 | 0 | 0
cooling | May | weekend | 0 | 0 | 0 | 0 | 0 | 0 | 0 | 0 | 0 | 0 | 0 | 0 | 0 | 0 | 0 | 0 | 0 | 0 | 0 | 0 | 0 | 0 | 0 | 0
cooling | June | weekend | 0 | 0 | 0 | 0 | 0 | 0 | 0 | 0 | 0 | 0 | 0 | 0 | 0 | 0 | 0 | 0 | 0 | 0 | 0 | 0 | 0 | 0 | 0 | 0
cooling | July | weekend | 0 | 0 | 0 | 0 | 0 | 0 | 0 | 0 | 0 | 0 | 0 | 0 | 0 | 0 | 0 | 0 | 0 | 0 | 0 | 0 | 0 | 0 | 0 | 0
cooling | August | weekend | 0 | 0 | 0 | 0 | 0 | 0 | 0 | 0 | 0 | 0 | 0 | 0 | 0 | 0 | 0 | 0 | 0 | 0 | 0 | 0 | 0 | 0 | 0 | 0
cooling | September | weekend | 0 | 0 | 0 | 0 | 0 | 0 | 0 | 0 | 0 | 0 | 0 | 0 | 0 | 0 | 0 | 0 | 0 | 0 | 0 | 0 | 0 | 0 | 0 | 0
cooling | October | weekend | 0 | 0 | 0 | 0 | 0 | 0 | 0 | 0 | 0 | 0 | 0 | 0 | 0 | 0 | 0 | 0 | 0 | 0 | 0 | 0 | 0 | 0 | 0 | 0
cooling | November | weekend | 0 | 0 | 0 | 0 | 0 | 0 | 0 | 0 | 0 | 0 | 0 | 0 | 0 | 0 | 0 | 0 | 0 | 0 | 0 | 0 | 0 | 0 | 0 | 0
cooling | December | weekend | 0 | 0 | 0 | 0 | 0 | 0 | 0 | 0 | 0 | 0 | 0 | 0 | 0 | 0 | 0 | 0 | 0 | 0 | 0 | 0 | 0 | 0 | 0 | 0
refrigeration | January | week | 0 | 0 | 0 | 0 | 0 | 0 | 0 | 0 | 0 | 0 | 0 | 0 | 0 | 0 | 0 | 0 | 0 | 0 | 0 | 0 | 0 | 0 | 0 | 0
refrigeration | February | week | 0 | 0 | 0 | 0 | 0 | 0 | 0 | 0 | 0 | 0 | 0 | 0 | 0 | 0 | 0 | 0 | 0 | 0 | 0 | 0 | 0 | 0 | 0 | 0
refrigeration | March | week | 0 | 0 | 0 | 0 | 0 | 0 | 0 | 0 | 0 | 0 | 0 | 0 | 0 | 0 | 0 | 0 | 0 | 0 | 0 | 0 | 0 | 0 | 0 | 0
refrigeration | April | week | 0 | 0 | 0 | 0 | 0 | 0 | 0 | 0 | 0 | 0 | 0 | 0 | 0 | 0 | 0 | 0 | 0 | 0 | 0 | 0 | 0 | 0 | 0 | 0
refrigeration | May | week | 0 | 0 | 0 | 0 | 0 | 0 | 0 | 0 | 0 | 0 | 0 | 0 | 0 | 0 | 0 | 0 | 0 | 0 | 0 | 0 | 0 | 0 | 0 | 0
refrigeration | June | week | 0 | 0 | 0 | 0 | 0 | 0 | 0 | 0 | 0 | 0 | 0 | 0 | 0 | 0 | 0 | 0 | 0 | 0 | 0 | 0 | 0 | 0 | 0 | 0
refrigeration | July | week | 0 | 0 | 0 | 0 | 0 | 0 | 0 | 0 | 0 | 0 | 0 | 0 | 0 | 0 | 0 | 0 | 0 | 0 | 0 | 0 | 0 | 0 | 0 | 0
refrigeration | August | week | 0 | 0 | 0 | 0 | 0 | 0 | 0 | 0 | 0 | 0 | 0 | 0 | 0 | 0 | 0 | 0 | 0 | 0 | 0 | 0 | 0 | 0 | 0 | 0
refrigeration | September | week | 0 | 0 | 0 | 0 | 0 | 0 | 0 | 0 | 0 | 0 | 0 | 0 | 0 | 0 | 0 | 0 | 0 | 0 | 0 | 0 | 0 | 0 | 0 | 0
refrigeration | October | week | 0 | 0 | 0 | 0 | 0 | 0 | 0 | 0 | 0 | 0 | 0 | 0 | 0 | 0 | 0 | 0 | 0 | 0 | 0 | 0 | 0 | 0 | 0 | 0
refrigeration | November | week | 0 | 0 | 0 | 0 | 0 | 0 | 0 | 0 | 0 | 0 | 0 | 0 | 0 | 0 | 0 | 0 | 0 | 0 | 0 | 0 | 0 | 0 | 0 | 0
refrigeration | December | week | 0 | 0 | 0 | 0 | 0 | 0 | 0 | 0 | 0 | 0 | 0 | 0 | 0 | 0 | 0 | 0 | 0 | 0 | 0 | 0 | 0 | 0 | 0 | 0
refrigeration | January | peak | 0 | 0 | 0 | 0 | 0 | 0 | 0 | 0 | 0 | 0 | 0 | 0 | 0 | 0 | 0 | 0 | 0 | 0 | 0 | 0 | 0 | 0 | 0 | 0
refrigeration | February | peak | 0 | 0 | 0 | 0 | 0 | 0 | 0 | 0 | 0 | 0 | 0 | 0 | 0 | 0 | 0 | 0 | 0 | 0 | 0 | 0 | 0 | 0 | 0 | 0
refrigeration | March | peak | 0 | 0 | 0 | 0 | 0 | 0 | 0 | 0 | 0 | 0 | 0 | 0 | 0 | 0 | 0 | 0 | 0 | 0 | 0 | 0 | 0 | 0 | 0 | 0
refrigeration | April | peak | 0 | 0 | 0 | 0 | 0 | 0 | 0 | 0 | 0 | 0 | 0 | 0 | 0 | 0 | 0 | 0 | 0 | 0 | 0 | 0 | 0 | 0 | 0 | 0
refrigeration | May | peak | 0 | 0 | 0 | 0 | 0 | 0 | 0 | 0 | 0 | 0 | 0 | 0 | 0 | 0 | 0 | 0 | 0 | 0 | 0 | 0 | 0 | 0 | 0 | 0
refrigeration | June | peak | 0 | 0 | 0 | 0 | 0 | 0 | 0 | 0 | 0 | 0 | 0 | 0 | 0 | 0 | 0 | 0 | 0 | 0 | 0 | 0 | 0 | 0 | 0 | 0
refrigeration | July | peak | 0 | 0 | 0 | 0 | 0 | 0 | 0 | 0 | 0 | 0 | 0 | 0 | 0 | 0 | 0 | 0 | 0 | 0 | 0 | 0 | 0 | 0 | 0 | 0
refrigeration | August | peak | 0 | 0 | 0 | 0 | 0 | 0 | 0 | 0 | 0 | 0 | 0 | 0 | 0 | 0 | 0 | 0 | 0 | 0 | 0 | 0 | 0 | 0 | 0 | 0
refrigeration | September | peak | 0 | 0 | 0 | 0 | 0 | 0 | 0 | 0 | 0 | 0 | 0 | 0 | 0 | 0 | 0 | 0 | 0 | 0 | 0 | 0 | 0 | 0 | 0 | 0
refrigeration | October | peak | 0 | 0 | 0 | 0 | 0 | 0 | 0 | 0 | 0 | 0 | 0 | 0 | 0 | 0 | 0 | 0 | 0 | 0 | 0 | 0 | 0 | 0 | 0 | 0
refrigeration | November | peak | 0 | 0 | 0 | 0 | 0 | 0 | 0 | 0 | 0 | 0 | 0 | 0 | 0 | 0 | 0 | 0 | 0 | 0 | 0 | 0 | 0 | 0 | 0 | 0
refrigeration | December | peak | 0 | 0 | 0 | 0 | 0 | 0 | 0 | 0 | 0 | 0 | 0 | 0 | 0 | 0 | 0 | 0 | 0 | 0 | 0 | 0 | 0 | 0 | 0 | 0
refrigeration | January | weekend | 0 | 0 | 0 | 0 | 0 | 0 | 0 | 0 | 0 | 0 | 0 | 0 | 0 | 0 | 0 | 0 | 0 | 0 | 0 | 0 | 0 | 0 | 0 | 0
refrigeration | February | weekend | 0 | 0 | 0 | 0 | 0 | 0 | 0 | 0 | 0 | 0 | 0 | 0 | 0 | 0 | 0 | 0 | 0 | 0 | 0 | 0 | 0 | 0 | 0 | 0
refrigeration | March | weekend | 0 | 0 | 0 | 0 | 0 | 0 | 0 | 0 | 0 | 0 | 0 | 0 | 0 | 0 | 0 | 0 | 0 | 0 | 0 | 0 | 0 | 0 | 0 | 0
refrigeration | April | weekend | 0 | 0 | 0 | 0 | 0 | 0 | 0 | 0 | 0 | 0 | 0 | 0 | 0 | 0 | 0 | 0 | 0 | 0 | 0 | 0 | 0 | 0 | 0 | 0
refrigeration | May | weekend | 0 | 0 | 0 | 0 | 0 | 0 | 0 | 0 | 0 | 0 | 0 | 0 | 0 | 0 | 0 | 0 | 0 | 0 | 0 | 0 | 0 | 0 | 0 | 0
refrigeration | June | weekend | 0 | 0 | 0 | 0 | 0 | 0 | 0 | 0 | 0 | 0 | 0 | 0 | 0 | 0 | 0 | 0 | 0 | 0 | 0 | 0 | 0 | 0 | 0 | 0
refrigeration | July | weekend | 0 | 0 | 0 | 0 | 0 | 0 | 0 | 0 | 0 | 0 | 0 | 0 | 0 | 0 | 0 | 0 | 0 | 0 | 0 | 0 | 0 | 0 | 0 | 0
refrigeration | August | weekend | 0 | 0 | 0 | 0 | 0 | 0 | 0 | 0 | 0 | 0 | 0 | 0 | 0 | 0 | 0 | 0 | 0 | 0 | 0 | 0 | 0 | 0 | 0 | 0
refrigeration | September | weekend | 0 | 0 | 0 | 0 | 0 | 0 | 0 | 0 | 0 | 0 | 0 | 0 | 0 | 0 | 0 | 0 | 0 | 0 | 0 | 0 | 0 | 0 | 0 | 0
refrigeration | October | weekend | 0 | 0 | 0 | 0 | 0 | 0 | 0 | 0 | 0 | 0 | 0 | 0 | 0 | 0 | 0 | 0 | 0 | 0 | 0 | 0 | 0 | 0 | 0 | 0
refrigeration | November | weekend | 0 | 0 | 0 | 0 | 0 | 0 | 0 | 0 | 0 | 0 | 0 | 0 | 0 | 0 | 0 | 0 | 0 | 0 | 0 | 0 | 0 | 0 | 0 | 0
refrigeration | December | weekend | 0 | 0 | 0 | 0 | 0 | 0 | 0 | 0 | 0 | 0 | 0 | 0 | 0 | 0 | 0 | 0 | 0 | 0 | 0 | 0 | 0 | 0 | 0 | 0
space-heating | January | week | 0 | 0 | 0 | 0 | 0 | 0 | 0 | 0 | 0 | 0 | 0 | 0 | 0 | 0 | 0 | 0 | 0 | 0 | 0 | 0 | 0 | 0 | 0 | 0
space-heating | February | week | 0 | 0 | 0 | 0 | 0 | 0 | 0 | 0 | 0 | 0 | 0 | 0 | 0 | 0 | 0 | 0 | 0 | 0 | 0 | 0 | 0 | 0 | 0 | 0
space-heating | March | week | 0 | 0 | 0 | 0 | 0 | 0 | 0 | 0 | 0 | 0 | 0 | 0 | 0 | 0 | 0 | 0 | 0 | 0 | 0 | 0 | 0 | 0 | 0 | 0
space-heating | April | week | 0 | 0 | 0 | 0 | 0 | 0 | 0 | 0 | 0 | 0 | 0 | 0 | 0 | 0 | 0 | 0 | 0 | 0 | 0 | 0 | 0 | 0 | 0 | 0
space-heating | May | week | 0 | 0 | 0 | 0 | 0 | 0 | 0 | 0 | 0 | 0 | 0 | 0 | 0 | 0 | 0 | 0 | 0 | 0 | 0 | 0 | 0 | 0 | 0 | 0
space-heating | June | week | 0 | 0 | 0 | 0 | 0 | 0 | 0 | 0 | 0 | 0 | 0 | 0 | 0 | 0 | 0 | 0 | 0 | 0 | 0 | 0 | 0 | 0 | 0 | 0
space-heating | July | week | 0 | 0 | 0 | 0 | 0 | 0 | 0 | 0 | 0 | 0 | 0 | 0 | 0 | 0 | 0 | 0 | 0 | 0 | 0 | 0 | 0 | 0 | 0 | 0
space-heating | August | week | 0 | 0 | 0 | 0 | 0 | 0 | 0 | 0 | 0 | 0 | 0 | 0 | 0 | 0 | 0 | 0 | 0 | 0 | 0 | 0 | 0 | 0 | 0 | 0
space-heating | September | week | 0 | 0 | 0 | 0 | 0 | 0 | 0 | 0 | 0 | 0 | 0 | 0 | 0 | 0 | 0 | 0 | 0 | 0 | 0 | 0 | 0 | 0 | 0 | 0
space-heating | October | week | 0 | 0 | 0 | 0 | 0 | 0 | 0 | 0 | 0 | 0 | 0 | 0 | 0 | 0 | 0 | 0 | 0 | 0 | 0 | 0 | 0 | 0 | 0 | 0
space-heating | November | week | 0 | 0 | 0 | 0 | 0 | 0 | 0 | 0 | 0 | 0 | 0 | 0 | 0 | 0 | 0 | 0 | 0 | 0 | 0 | 0 | 0 | 0 | 0 | 0
space-heating | December | week | 0 | 0 | 0 | 0 | 0 | 0 | 0 | 0 | 0 | 0 | 0 | 0 | 0 | 0 | 0 | 0 | 0 | 0 | 0 | 0 | 0 | 0 | 0 | 0
space-heating | January | peak | 0 | 0 | 0 | 0 | 0 | 0 | 0 | 0 | 0 | 0 | 0 | 0 | 0 | 0 | 0 | 0 | 0 | 0 | 0 | 0 | 0 | 0 | 0 | 0
space-heating | February | peak | 0 | 0 | 0 | 0 | 0 | 0 | 0 | 0 | 0 | 0 | 0 | 0 | 0 | 0 | 0 | 0 | 0 | 0 | 0 | 0 | 0 | 0 | 0 | 0
space-heating | March | peak | 0 | 0 | 0 | 0 | 0 | 0 | 0 | 0 | 0 | 0 | 0 | 0 | 0 | 0 | 0 | 0 | 0 | 0 | 0 | 0 | 0 | 0 | 0 | 0
space-heating | April | peak | 0 | 0 | 0 | 0 | 0 | 0 | 0 | 0 | 0 | 0 | 0 | 0 | 0 | 0 | 0 | 0 | 0 | 0 | 0 | 0 | 0 | 0 | 0 | 0
space-heating | May | peak | 0 | 0 | 0 | 0 | 0 | 0 | 0 | 0 | 0 | 0 | 0 | 0 | 0 | 0 | 0 | 0 | 0 | 0 | 0 | 0 | 0 | 0 | 0 | 0
space-heating | June | peak | 0 | 0 | 0 | 0 | 0 | 0 | 0 | 0 | 0 | 0 | 0 | 0 | 0 | 0 | 0 | 0 | 0 | 0 | 0 | 0 | 0 | 0 | 0 | 0
space-heating | July | peak | 0 | 0 | 0 | 0 | 0 | 0 | 0 | 0 | 0 | 0 | 0 | 0 | 0 | 0 | 0 | 0 | 0 | 0 | 0 | 0 | 0 | 0 | 0 | 0
space-heating | August | peak | 0 | 0 | 0 | 0 | 0 | 0 | 0 | 0 | 0 | 0 | 0 | 0 | 0 | 0 | 0 | 0 | 0 | 0 | 0 | 0 | 0 | 0 | 0 | 0
space-heating | September | peak | 0 | 0 | 0 | 0 | 0 | 0 | 0 | 0 | 0 | 0 | 0 | 0 | 0 | 0 | 0 | 0 | 0 | 0 | 0 | 0 | 0 | 0 | 0 | 0
space-heating | October | peak | 0 | 0 | 0 | 0 | 0 | 0 | 0 | 0 | 0 | 0 | 0 | 0 | 0 | 0 | 0 | 0 | 0 | 0 | 0 | 0 | 0 | 0 | 0 | 0
space-heating | November | peak | 0 | 0 | 0 | 0 | 0 | 0 | 0 | 0 | 0 | 0 | 0 | 0 | 0 | 0 | 0 | 0 | 0 | 0 | 0 | 0 | 0 | 0 | 0 | 0
space-heating | December | peak | 0 | 0 | 0 | 0 | 0 | 0 | 0 | 0 | 0 | 0 | 0 | 0 | 0 | 0 | 0 | 0 | 0 | 0 | 0 | 0 | 0 | 0 | 0 | 0
space-heating | January | weekend | 0 | 0 | 0 | 0 | 0 | 0 | 0 | 0 | 0 | 0 | 0 | 0 | 0 | 0 | 0 | 0 | 0 | 0 | 0 | 0 | 0 | 0 | 0 | 0
space-heating | February | weekend | 0 | 0 | 0 | 0 | 0 | 0 | 0 | 0 | 0 | 0 | 0 | 0 | 0 | 0 | 0 | 0 | 0 | 0 | 0 | 0 | 0 | 0 | 0 | 0
space-heating | March | weekend | 0 | 0 | 0 | 0 | 0 | 0 | 0 | 0 | 0 | 0 | 0 | 0 | 0 | 0 | 0 | 0 | 0 | 0 | 0 | 0 | 0 | 0 | 0 | 0
space-heating | April | weekend | 0 | 0 | 0 | 0 | 0 | 0 | 0 | 0 | 0 | 0 | 0 | 0 | 0 | 0 | 0 | 0 | 0 | 0 | 0 | 0 | 0 | 0 | 0 | 0
space-heating | May | weekend | 0 | 0 | 0 | 0 | 0 | 0 | 0 | 0 | 0 | 0 | 0 | 0 | 0 | 0 | 0 | 0 | 0 | 0 | 0 | 0 | 0 | 0 | 0 | 0
space-heating | June | weekend | 0 | 0 | 0 | 0 | 0 | 0 | 0 | 0 | 0 | 0 | 0 | 0 | 0 | 0 | 0 | 0 | 0 | 0 | 0 | 0 | 0 | 0 | 0 | 0
space-heating | July | weekend | 0 | 0 | 0 | 0 | 0 | 0 | 0 | 0 | 0 | 0 | 0 | 0 | 0 | 0 | 0 | 0 | 0 | 0 | 0 | 0 | 0 | 0 | 0 | 0
space-heating | August | weekend | 0 | 0 | 0 | 0 | 0 | 0 | 0 | 0 | 0 | 0 | 0 | 0 | 0 | 0 | 0 | 0 | 0 | 0 | 0 | 0 | 0 | 0 | 0 | 0
space-heating | September | weekend | 0 | 0 | 0 | 0 | 0 | 0 | 0 | 0 | 0 | 0 | 0 | 0 | 0 | 0 | 0 | 0 | 0 | 0 | 0 | 0 | 0 | 0 | 0 | 0
space-heating | October | weekend | 0 | 0 | 0 | 0 | 0 | 0 | 0 | 0 | 0 | 0 | 0 | 0 | 0 | 0 | 0 | 0 | 0 | 0 | 0 | 0 | 0 | 0 | 0 | 0
space-heating | November | weekend | 0 | 0 | 0 | 0 | 0 | 0 | 0 | 0 | 0 | 0 | 0 | 0 | 0 | 0 | 0 | 0 | 0 | 0 | 0 | 0 | 0 | 0 | 0 | 0
space-heating | December | weekend | 0 | 0 | 0 | 0 | 0 | 0 | 0 | 0 | 0 | 0 | 0 | 0 | 0 | 0 | 0 | 0 | 0 | 0 | 0 | 0 | 0 | 0 | 0 | 0
water-heating | January | week | 0 | 0 | 0 | 0 | 0 | 0 | 0 | 0 | 0 | 0 | 0 | 0 | 0 | 0 | 0 | 0 | 0 | 0 | 0 | 0 | 0 | 0 | 0 | 0
water-heating | February | week | 0 | 0 | 0 | 0 | 0 | 0 | 0 | 0 | 0 | 0 | 0 | 0 | 0 | 0 | 0 | 0 | 0 | 0 | 0 | 0 | 0 | 0 | 0 | 0
water-heating | March | week | 0 | 0 | 0 | 0 | 0 | 0 | 0 | 0 | 0 | 0 | 0 | 0 | 0 | 0 | 0 | 0 | 0 | 0 | 0 | 0 | 0 | 0 | 0 | 0
water-heating | April | week | 0 | 0 | 0 | 0 | 0 | 0 | 0 | 0 | 0 | 0 | 0 | 0 | 0 | 0 | 0 | 0 | 0 | 0 | 0 | 0 | 0 | 0 | 0 | 0
water-heating | May | week | 0 | 0 | 0 | 0 | 0 | 0 | 0 | 0 | 0 | 0 | 0 | 0 | 0 | 0 | 0 | 0 | 0 | 0 | 0 | 0 | 0 | 0 | 0 | 0
water-heating | June | week | 0 | 0 | 0 | 0 | 0 | 0 | 0 | 0 | 0 | 0 | 0 | 0 | 0 | 0 | 0 | 0 | 0 | 0 | 0 | 0 | 0 | 0 | 0 | 0
water-heating | July | week | 0 | 0 | 0 | 0 | 0 | 0 | 0 | 0 | 0 | 0 | 0 | 0 | 0 | 0 | 0 | 0 | 0 | 0 | 0 | 0 | 0 | 0 | 0 | 0
water-heating | August | week | 0 | 0 | 0 | 0 | 0 | 0 | 0 | 0 | 0 | 0 | 0 | 0 | 0 | 0 | 0 | 0 | 0 | 0 | 0 | 0 | 0 | 0 | 0 | 0
water-heating | September | week | 0 | 0 | 0 | 0 | 0 | 0 | 0 | 0 | 0 | 0 | 0 | 0 | 0 | 0 | 0 | 0 | 0 | 0 | 0 | 0 | 0 | 0 | 0 | 0
water-heating | October | week | 0 | 0 | 0 | 0 | 0 | 0 | 0 | 0 | 0 | 0 | 0 | 0 | 0 | 0 | 0 | 0 | 0 | 0 | 0 | 0 | 0 | 0 | 0 | 0
water-heating | November | week | 0 | 0 | 0 | 0 | 0 | 0 | 0 | 0 | 0 | 0 | 0 | 0 | 0 | 0 | 0 | 0 | 0 | 0 | 0 | 0 | 0 | 0 | 0 | 0
water-heating | December | week | 0 | 0 | 0 | 0 | 0 | 0 | 0 | 0 | 0 | 0 | 0 | 0 | 0 | 0 | 0 | 0 | 0 | 0 | 0 | 0 | 0 | 0 | 0 | 0
water-heating | January | peak | 0 | 0 | 0 | 0 | 0 | 0 | 0 | 0 | 0 | 0 | 0 | 0 | 0 | 0 | 0 | 0 | 0 | 0 | 0 | 0 | 0 | 0 | 0 | 0
water-heating | February | peak | 0 | 0 | 0 | 0 | 0 | 0 | 0 | 0 | 0 | 0 | 0 | 0 | 0 | 0 | 0 | 0 | 0 | 0 | 0 | 0 | 0 | 0 | 0 | 0
water-heating | March | peak | 0 | 0 | 0 | 0 | 0 | 0 | 0 | 0 | 0 | 0 | 0 | 0 | 0 | 0 | 0 | 0 | 0 | 0 | 0 | 0 | 0 | 0 | 0 | 0
water-heating | April | peak | 0 | 0 | 0 | 0 | 0 | 0 | 0 | 0 | 0 | 0 | 0 | 0 | 0 | 0 | 0 | 0 | 0 | 0 | 0 | 0 | 0 | 0 | 0 | 0
water-heating | May | peak | 0 | 0 | 0 | 0 | 0 | 0 | 0 | 0 | 0 | 0 | 0 | 0 | 0 | 0 | 0 | 0 | 0 | 0 | 0 | 0 | 0 | 0 | 0 | 0
water-heating | June | peak | 0 | 0 | 0 | 0 | 0 | 0 | 0 | 0 | 0 | 0 | 0 | 0 | 0 | 0 | 0 | 0 | 0 | 0 | 0 | 0 | 0 | 0 | 0 | 0
water-heating | July | peak | 0 | 0 | 0 | 0 | 0 | 0 | 0 | 0 | 0 | 0 | 0 | 0 | 0 | 0 | 0 | 0 | 0 | 0 | 0 | 0 | 0 | 0 | 0 | 0
water-heating | August | peak | 0 | 0 | 0 | 0 | 0 | 0 | 0 | 0 | 0 | 0 | 0 | 0 | 0 | 0 | 0 | 0 | 0 | 0 | 0 | 0 | 0 | 0 | 0 | 0
water-heating | September | peak | 0 | 0 | 0 | 0 | 0 | 0 | 0 | 0 | 0 | 0 | 0 | 0 | 0 | 0 | 0 | 0 | 0 | 0 | 0 | 0 | 0 | 0 | 0 | 0
water-heating | October | peak | 0 | 0 | 0 | 0 | 0 | 0 | 0 | 0 | 0 | 0 | 0 | 0 | 0 | 0 | 0 | 0 | 0 | 0 | 0 | 0 | 0 | 0 | 0 | 0
water-heating | November | peak | 0 | 0 | 0 | 0 | 0 | 0 | 0 | 0 | 0 | 0 | 0 | 0 | 0 | 0 | 0 | 0 | 0 | 0 | 0 | 0 | 0 | 0 | 0 | 0
water-heating | December | peak | 0 | 0 | 0 | 0 | 0 | 0 | 0 | 0 | 0 | 0 | 0 | 0 | 0 | 0 | 0 | 0 | 0 | 0 | 0 | 0 | 0 | 0 | 0 | 0
water-heating | January | weekend | 0 | 0 | 0 | 0 | 0 | 0 | 0 | 0 | 0 | 0 | 0 | 0 | 0 | 0 | 0 | 0 | 0 | 0 | 0 | 0 | 0 | 0 | 0 | 0
water-heating | February | weekend | 0 | 0 | 0 | 0 | 0 | 0 | 0 | 0 | 0 | 0 | 0 | 0 | 0 | 0 | 0 | 0 | 0 | 0 | 0 | 0 | 0 | 0 | 0 | 0
water-heating | March | weekend | 0 | 0 | 0 | 0 | 0 | 0 | 0 | 0 | 0 | 0 | 0 | 0 | 0 | 0 | 0 | 0 | 0 | 0 | 0 | 0 | 0 | 0 | 0 | 0
water-heating | April | weekend | 0 | 0 | 0 | 0 | 0 | 0 | 0 | 0 | 0 | 0 | 0 | 0 | 0 | 0 | 0 | 0 | 0 | 0 | 0 | 0 | 0 | 0 | 0 | 0
water-heating | May | weekend | 0 | 0 | 0 | 0 | 0 | 0 | 0 | 0 | 0 | 0 | 0 | 0 | 0 | 0 | 0 | 0 | 0 | 0 | 0 | 0 | 0 | 0 | 0 | 0
water-heating | June | weekend | 0 | 0 | 0 | 0 | 0 | 0 | 0 | 0 | 0 | 0 | 0 | 0 | 0 | 0 | 0 | 0 | 0 | 0 | 0 | 0 | 0 | 0 | 0 | 0
water-heating | July | weekend | 0 | 0 | 0 | 0 | 0 | 0 | 0 | 0 | 0 | 0 | 0 | 0 | 0 | 0 | 0 | 0 | 0 | 0 | 0 | 0 | 0 | 0 | 0 | 0
water-heating | August | weekend | 0 | 0 | 0 | 0 | 0 | 0 | 0 | 0 | 0 | 0 | 0 | 0 | 0 | 0 | 0 | 0 | 0 | 0 | 0 | 0 | 0 | 0 | 0 | 0
water-heating | September | weekend | 0 | 0 | 0 | 0 | 0 | 0 | 0 | 0 | 0 | 0 | 0 | 0 | 0 | 0 | 0 | 0 | 0 | 0 | 0 | 0 | 0 | 0 | 0 | 0
water-heating | October | weekend | 0 | 0 | 0 | 0 | 0 | 0 | 0 | 0 | 0 | 0 | 0 | 0 | 0 | 0 | 0 | 0 | 0 | 0 | 0 | 0 | 0 | 0 | 0 | 0
water-heating | November | weekend | 0 | 0 | 0 | 0 | 0 | 0 | 0 | 0 | 0 | 0 | 0 | 0 | 0 | 0 | 0 | 0 | 0 | 0 | 0 | 0 | 0 | 0 | 0 | 0
water-heating | December | weekend | 0 | 0 | 0 | 0 | 0 | 0 | 0 | 0 | 0 | 0 | 0 | 0 | 0 | 0 | 0 | 0 | 0 | 0 | 0 | 0 | 0 | 0 | 0 | 0
naturalgas-only | January | week | 0 | 0 | 0 | 0 | 0 | 0 | 0 | 0 | 0 | 0 | 0 | 0 | 0 | 0 | 0 | 0 | 0 | 0 | 0 | 0 | 0 | 0 | 0 | 0
naturalgas-only | February | week | 0 | 0 | 0 | 0 | 0 | 0 | 0 | 0 | 0 | 0 | 0 | 0 | 0 | 0 | 0 | 0 | 0 | 0 | 0 | 0 | 0 | 0 | 0 | 0
naturalgas-only | March | week | 0 | 0 | 0 | 0 | 0 | 0 | 0 | 0 | 0 | 0 | 0 | 0 | 0 | 0 | 0 | 0 | 0 | 0 | 0 | 0 | 0 | 0 | 0 | 0
naturalgas-only | April | week | 0 | 0 | 0 | 0 | 0 | 0 | 0 | 0 | 0 | 0 | 0 | 0 | 0 | 0 | 0 | 0 | 0 | 0 | 0 | 0 | 0 | 0 | 0 | 0
naturalgas-only | May | week | 0 | 0 | 0 | 0 | 0 | 0 | 0 | 0 | 0 | 0 | 0 | 0 | 0 | 0 | 0 | 0 | 0 | 0 | 0 | 0 | 0 | 0 | 0 | 0
naturalgas-only | June | week | 0 | 0 | 0 | 0 | 0 | 0 | 0 | 0 | 0 | 0 | 0 | 0 | 0 | 0 | 0 | 0 | 0 | 0 | 0 | 0 | 0 | 0 | 0 | 0
naturalgas-only | July | week | 0 | 0 | 0 | 0 | 0 | 0 | 0 | 0 | 0 | 0 | 0 | 0 | 0 | 0 | 0 | 0 | 0 | 0 | 0 | 0 | 0 | 0 | 0 | 0
naturalgas-only | August | week | 0 | 0 | 0 | 0 | 0 | 0 | 0 | 0 | 0 | 0 | 0 | 0 | 0 | 0 | 0 | 0 | 0 | 0 | 0 | 0 | 0 | 0 | 0 | 0
naturalgas-only | September | week | 0 | 0 | 0 | 0 | 0 | 0 | 0 | 0 | 0 | 0 | 0 | 0 | 0 | 0 | 0 | 0 | 0 | 0 | 0 | 0 | 0 | 0 | 0 | 0
naturalgas-only | October | week | 0 | 0 | 0 | 0 | 0 | 0 | 0 | 0 | 0 | 0 | 0 | 0 | 0 | 0 | 0 | 0 | 0 | 0 | 0 | 0 | 0 | 0 | 0 | 0
naturalgas-only | November | week | 0 | 0 | 0 | 0 | 0 | 0 | 0 | 0 | 0 | 0 | 0 | 0 | 0 | 0 | 0 | 0 | 0 | 0 | 0 | 0 | 0 | 0 | 0 | 0
naturalgas-only | December | week | 0 | 0 | 0 | 0 | 0 | 0 | 0 | 0 | 0 | 0 | 0 | 0 | 0 | 0 | 0 | 0 | 0 | 0 | 0 | 0 | 0 | 0 | 0 | 0
naturalgas-only | January | peak | 0 | 0 | 0 | 0 | 0 | 0 | 0 | 0 | 0 | 0 | 0 | 0 | 0 | 0 | 0 | 0 | 0 | 0 | 0 | 0 | 0 | 0 | 0 | 0
naturalgas-only | February | peak | 0 | 0 | 0 | 0 | 0 | 0 | 0 | 0 | 0 | 0 | 0 | 0 | 0 | 0 | 0 | 0 | 0 | 0 | 0 | 0 | 0 | 0 | 0 | 0
naturalgas-only | March | peak | 0 | 0 | 0 | 0 | 0 | 0 | 0 | 0 | 0 | 0 | 0 | 0 | 0 | 0 | 0 | 0 | 0 | 0 | 0 | 0 | 0 | 0 | 0 | 0
naturalgas-only | April | peak | 0 | 0 | 0 | 0 | 0 | 0 | 0 | 0 | 0 | 0 | 0 | 0 | 0 | 0 | 0 | 0 | 0 | 0 | 0 | 0 | 0 | 0 | 0 | 0
naturalgas-only | May | peak | 0 | 0 | 0 | 0 | 0 | 0 | 0 | 0 | 0 | 0 | 0 | 0 | 0 | 0 | 0 | 0 | 0 | 0 | 0 | 0 | 0 | 0 | 0 | 0
naturalgas-only | June | peak | 0 | 0 | 0 | 0 | 0 | 0 | 0 | 0 | 0 | 0 | 0 | 0 | 0 | 0 | 0 | 0 | 0 | 0 | 0 | 0 | 0 | 0 | 0 | 0
naturalgas-only | July | peak | 0 | 0 | 0 | 0 | 0 | 0 | 0 | 0 | 0 | 0 | 0 | 0 | 0 | 0 | 0 | 0 | 0 | 0 | 0 | 0 | 0 | 0 | 0 | 0
naturalgas-only | August | peak | 0 | 0 | 0 | 0 | 0 | 0 | 0 | 0 | 0 | 0 | 0 | 0 | 0 | 0 | 0 | 0 | 0 | 0 | 0 | 0 | 0 | 0 | 0 | 0
naturalgas-only | September | peak | 0 | 0 | 0 | 0 | 0 | 0 | 0 | 0 | 0 | 0 | 0 | 0 | 0 | 0 | 0 | 0 | 0 | 0 | 0 | 0 | 0 | 0 | 0 | 0
naturalgas-only | October | peak | 0 | 0 | 0 | 0 | 0 | 0 | 0 | 0 | 0 | 0 | 0 | 0 | 0 | 0 | 0 | 0 | 0 | 0 | 0 | 0 | 0 | 0 | 0 | 0
naturalgas-only | November | peak | 0 | 0 | 0 | 0 | 0 | 0 | 0 | 0 | 0 | 0 | 0 | 0 | 0 | 0 | 0 | 0 | 0 | 0 | 0 | 0 | 0 | 0 | 0 | 0
naturalgas-only | December | peak | 0 | 0 | 0 | 0 | 0 | 0 | 0 | 0 | 0 | 0 | 0 | 0 | 0 | 0 | 0 | 0 | 0 | 0 | 0 | 0 | 0 | 0 | 0 | 0
naturalgas-only | January | weekend | 0 | 0 | 0 | 0 | 0 | 0 | 0 | 0 | 0 | 0 | 0 | 0 | 0 | 0 | 0 | 0 | 0 | 0 | 0 | 0 | 0 | 0 | 0 | 0
naturalgas-only | February | weekend | 0 | 0 | 0 | 0 | 0 | 0 | 0 | 0 | 0 | 0 | 0 | 0 | 0 | 0 | 0 | 0 | 0 | 0 | 0 | 0 | 0 | 0 | 0 | 0
naturalgas-only | March | weekend | 0 | 0 | 0 | 0 | 0 | 0 | 0 | 0 | 0 | 0 | 0 | 0 | 0 | 0 | 0 | 0 | 0 | 0 | 0 | 0 | 0 | 0 | 0 | 0
naturalgas-only | April | weekend | 0 | 0 | 0 | 0 | 0 | 0 | 0 | 0 | 0 | 0 | 0 | 0 | 0 | 0 | 0 | 0 | 0 | 0 | 0 | 0 | 0 | 0 | 0 | 0
naturalgas-only | May | weekend | 0 | 0 | 0 | 0 | 0 | 0 | 0 | 0 | 0 | 0 | 0 | 0 | 0 | 0 | 0 | 0 | 0 | 0 | 0 | 0 | 0 | 0 | 0 | 0
naturalgas-only | June | weekend | 0 | 0 | 0 | 0 | 0 | 0 | 0 | 0 | 0 | 0 | 0 | 0 | 0 | 0 | 0 | 0 | 0 | 0 | 0 | 0 | 0 | 0 | 0 | 0
naturalgas-only | July | weekend | 0 | 0 | 0 | 0 | 0 | 0 | 0 | 0 | 0 | 0 | 0 | 0 | 0 | 0 | 0 | 0 | 0 | 0 | 0 | 0 | 0 | 0 | 0 | 0
naturalgas-only | August | weekend | 0 | 0 | 0 | 0 | 0 | 0 | 0 | 0 | 0 | 0 | 0 | 0 | 0 | 0 | 0 | 0 | 0 | 0 | 0 | 0 | 0 | 0 | 0 | 0
naturalgas-only | September | weekend | 0 | 0 | 0 | 0 | 0 | 0 | 0 | 0 | 0 | 0 | 0 | 0 | 0 | 0 | 0 | 0 | 0 | 0 | 0 | 0 | 0 | 0 | 0 | 0
naturalgas-only | October | weekend | 0 | 0 | 0 | 0 | 0 | 0 | 0 | 0 | 0 | 0 | 0 | 0 | 0 | 0 | 0 | 0 | 0 | 0 | 0 | 0 | 0 | 0 | 0 | 0
naturalgas-only | November | weekend | 0 | 0 | 0 | 0 | 0 | 0 | 0 | 0 | 0 | 0 | 0 | 0 | 0 | 0 | 0 | 0 | 0 | 0 | 0 | 0 | 0 | 0 | 0 | 0
naturalgas-only | December | weekend | 0 | 0 | 0 | 0 | 0 | 0 | 0 | 0 | 0 | 0 | 0 | 0 | 0 | 0 | 0 | 0 | 0 | 0 | 0 | 0 | 0 | 0 | 0 | 0

## LoadInput_N15_P
|  |  | 1 | 2 | 3 | 4 | 5 | 6 | 7 | 8 | 9 | 10 | 11 | 12 | 13 | 14 | 15 | 16 | 17 | 18 | 19 | 20 | 21 | 22 | 23 | 24
electricity-only | January | week | 0 | 0 | 0 | 0 | 0 | 0 | 0 | 0 | 0 | 0 | 0 | 0 | 0 | 0 | 0 | 0 | 0 | 0 | 0 | 0 | 0 | 0 | 0 | 0
electricity-only | February | week | 0 | 0 | 0 | 0 | 0 | 0 | 0 | 0 | 0 | 0 | 0 | 0 | 0 | 0 | 0 | 0 | 0 | 0 | 0 | 0 | 0 | 0 | 0 | 0
electricity-only | March | week | 0 | 0 | 0 | 0 | 0 | 0 | 0 | 0 | 0 | 0 | 0 | 0 | 0 | 0 | 0 | 0 | 0 | 0 | 0 | 0 | 0 | 0 | 0 | 0
electricity-only | April | week | 0 | 0 | 0 | 0 | 0 | 0 | 0 | 0 | 0 | 0 | 0 | 0 | 0 | 0 | 0 | 0 | 0 | 0 | 0 | 0 | 0 | 0 | 0 | 0
electricity-only | May | week | 0 | 0 | 0 | 0 | 0 | 0 | 0 | 0 | 0 | 0 | 0 | 0 | 0 | 0 | 0 | 0 | 0 | 0 | 0 | 0 | 0 | 0 | 0 | 0
electricity-only | June | week | 0 | 0 | 0 | 0 | 0 | 0 | 0 | 0 | 0 | 0 | 0 | 0 | 0 | 0 | 0 | 0 | 0 | 0 | 0 | 0 | 0 | 0 | 0 | 0
electricity-only | July | week | 0 | 0 | 0 | 0 | 0 | 0 | 0 | 0 | 0 | 0 | 0 | 0 | 0 | 0 | 0 | 0 | 0 | 0 | 0 | 0 | 0 | 0 | 0 | 0
electricity-only | August | week | 0 | 0 | 0 | 0 | 0 | 0 | 0 | 0 | 0 | 0 | 0 | 0 | 0 | 0 | 0 | 0 | 0 | 0 | 0 | 0 | 0 | 0 | 0 | 0
electricity-only | September | week | 0 | 0 | 0 | 0 | 0 | 0 | 0 | 0 | 0 | 0 | 0 | 0 | 0 | 0 | 0 | 0 | 0 | 0 | 0 | 0 | 0 | 0 | 0 | 0
electricity-only | October | week | 0 | 0 | 0 | 0 | 0 | 0 | 0 | 0 | 0 | 0 | 0 | 0 | 0 | 0 | 0 | 0 | 0 | 0 | 0 | 0 | 0 | 0 | 0 | 0
electricity-only | November | week | 0 | 0 | 0 | 0 | 0 | 0 | 0 | 0 | 0 | 0 | 0 | 0 | 0 | 0 | 0 | 0 | 0 | 0 | 0 | 0 | 0 | 0 | 0 | 0
electricity-only | December | week | 0 | 0 | 0 | 0 | 0 | 0 | 0 | 0 | 0 | 0 | 0 | 0 | 0 | 0 | 0 | 0 | 0 | 0 | 0 | 0 | 0 | 0 | 0 | 0
electricity-only | January | peak | 0 | 0 | 0 | 0 | 0 | 0 | 0 | 0 | 0 | 0 | 0 | 0 | 0 | 0 | 0 | 0 | 0 | 0 | 0 | 0 | 0 | 0 | 0 | 0
electricity-only | February | peak | 0 | 0 | 0 | 0 | 0 | 0 | 0 | 0 | 0 | 0 | 0 | 0 | 0 | 0 | 0 | 0 | 0 | 0 | 0 | 0 | 0 | 0 | 0 | 0
electricity-only | March | peak | 0 | 0 | 0 | 0 | 0 | 0 | 0 | 0 | 0 | 0 | 0 | 0 | 0 | 0 | 0 | 0 | 0 | 0 | 0 | 0 | 0 | 0 | 0 | 0
electricity-only | April | peak | 0 | 0 | 0 | 0 | 0 | 0 | 0 | 0 | 0 | 0 | 0 | 0 | 0 | 0 | 0 | 0 | 0 | 0 | 0 | 0 | 0 | 0 | 0 | 0
electricity-only | May | peak | 0 | 0 | 0 | 0 | 0 | 0 | 0 | 0 | 0 | 0 | 0 | 0 | 0 | 0 | 0 | 0 | 0 | 0 | 0 | 0 | 0 | 0 | 0 | 0
electricity-only | June | peak | 0 | 0 | 0 | 0 | 0 | 0 | 0 | 0 | 0 | 0 | 0 | 0 | 0 | 0 | 0 | 0 | 0 | 0 | 0 | 0 | 0 | 0 | 0 | 0
electricity-only | July | peak | 0 | 0 | 0 | 0 | 0 | 0 | 0 | 0 | 0 | 0 | 0 | 0 | 0 | 0 | 0 | 0 | 0 | 0 | 0 | 0 | 0 | 0 | 0 | 0
electricity-only | August | peak | 0 | 0 | 0 | 0 | 0 | 0 | 0 | 0 | 0 | 0 | 0 | 0 | 0 | 0 | 0 | 0 | 0 | 0 | 0 | 0 | 0 | 0 | 0 | 0
electricity-only | September | peak | 0 | 0 | 0 | 0 | 0 | 0 | 0 | 0 | 0 | 0 | 0 | 0 | 0 | 0 | 0 | 0 | 0 | 0 | 0 | 0 | 0 | 0 | 0 | 0
electricity-only | October | peak | 0 | 0 | 0 | 0 | 0 | 0 | 0 | 0 | 0 | 0 | 0 | 0 | 0 | 0 | 0 | 0 | 0 | 0 | 0 | 0 | 0 | 0 | 0 | 0
electricity-only | November | peak | 0 | 0 | 0 | 0 | 0 | 0 | 0 | 0 | 0 | 0 | 0 | 0 | 0 | 0 | 0 | 0 | 0 | 0 | 0 | 0 | 0 | 0 | 0 | 0
electricity-only | December | peak | 0 | 0 | 0 | 0 | 0 | 0 | 0 | 0 | 0 | 0 | 0 | 0 | 0 | 0 | 0 | 0 | 0 | 0 | 0 | 0 | 0 | 0 | 0 | 0
electricity-only | January | weekend | 0 | 0 | 0 | 0 | 0 | 0 | 0 | 0 | 0 | 0 | 0 | 0 | 0 | 0 | 0 | 0 | 0 | 0 | 0 | 0 | 0 | 0 | 0 | 0
electricity-only | February | weekend | 0 | 0 | 0 | 0 | 0 | 0 | 0 | 0 | 0 | 0 | 0 | 0 | 0 | 0 | 0 | 0 | 0 | 0 | 0 | 0 | 0 | 0 | 0 | 0
electricity-only | March | weekend | 0 | 0 | 0 | 0 | 0 | 0 | 0 | 0 | 0 | 0 | 0 | 0 | 0 | 0 | 0 | 0 | 0 | 0 | 0 | 0 | 0 | 0 | 0 | 0
electricity-only | April | weekend | 0 | 0 | 0 | 0 | 0 | 0 | 0 | 0 | 0 | 0 | 0 | 0 | 0 | 0 | 0 | 0 | 0 | 0 | 0 | 0 | 0 | 0 | 0 | 0
electricity-only | May | weekend | 0 | 0 | 0 | 0 | 0 | 0 | 0 | 0 | 0 | 0 | 0 | 0 | 0 | 0 | 0 | 0 | 0 | 0 | 0 | 0 | 0 | 0 | 0 | 0
electricity-only | June | weekend | 0 | 0 | 0 | 0 | 0 | 0 | 0 | 0 | 0 | 0 | 0 | 0 | 0 | 0 | 0 | 0 | 0 | 0 | 0 | 0 | 0 | 0 | 0 | 0
electricity-only | July | weekend | 0 | 0 | 0 | 0 | 0 | 0 | 0 | 0 | 0 | 0 | 0 | 0 | 0 | 0 | 0 | 0 | 0 | 0 | 0 | 0 | 0 | 0 | 0 | 0
electricity-only | August | weekend | 0 | 0 | 0 | 0 | 0 | 0 | 0 | 0 | 0 | 0 | 0 | 0 | 0 | 0 | 0 | 0 | 0 | 0 | 0 | 0 | 0 | 0 | 0 | 0
electricity-only | September | weekend | 0 | 0 | 0 | 0 | 0 | 0 | 0 | 0 | 0 | 0 | 0 | 0 | 0 | 0 | 0 | 0 | 0 | 0 | 0 | 0 | 0 | 0 | 0 | 0
electricity-only | October | weekend | 0 | 0 | 0 | 0 | 0 | 0 | 0 | 0 | 0 | 0 | 0 | 0 | 0 | 0 | 0 | 0 | 0 | 0 | 0 | 0 | 0 | 0 | 0 | 0
electricity-only | November | weekend | 0 | 0 | 0 | 0 | 0 | 0 | 0 | 0 | 0 | 0 | 0 | 0 | 0 | 0 | 0 | 0 | 0 | 0 | 0 | 0 | 0 | 0 | 0 | 0
electricity-only | December | weekend | 0 | 0 | 0 | 0 | 0 | 0 | 0 | 0 | 0 | 0 | 0 | 0 | 0 | 0 | 0 | 0 | 0 | 0 | 0 | 0 | 0 | 0 | 0 | 0
cooling | January | week | 0 | 0 | 0 | 0 | 0 | 0 | 0 | 0 | 0 | 0 | 0 | 0 | 0 | 0 | 0 | 0 | 0 | 0 | 0 | 0 | 0 | 0 | 0 | 0
cooling | February | week | 0 | 0 | 0 | 0 | 0 | 0 | 0 | 0 | 0 | 0 | 0 | 0 | 0 | 0 | 0 | 0 | 0 | 0 | 0 | 0 | 0 | 0 | 0 | 0
cooling | March | week | 0 | 0 | 0 | 0 | 0 | 0 | 0 | 0 | 0 | 0 | 0 | 0 | 0 | 0 | 0 | 0 | 0 | 0 | 0 | 0 | 0 | 0 | 0 | 0
cooling | April | week | 0 | 0 | 0 | 0 | 0 | 0 | 0 | 0 | 0 | 0 | 0 | 0 | 0 | 0 | 0 | 0 | 0 | 0 | 0 | 0 | 0 | 0 | 0 | 0
cooling | May | week | 0 | 0 | 0 | 0 | 0 | 0 | 0 | 0 | 0 | 0 | 0 | 0 | 0 | 0 | 0 | 0 | 0 | 0 | 0 | 0 | 0 | 0 | 0 | 0
cooling | June | week | 0 | 0 | 0 | 0 | 0 | 0 | 0 | 0 | 0 | 0 | 0 | 0 | 0 | 0 | 0 | 0 | 0 | 0 | 0 | 0 | 0 | 0 | 0 | 0
cooling | July | week | 0 | 0 | 0 | 0 | 0 | 0 | 0 | 0 | 0 | 0 | 0 | 0 | 0 | 0 | 0 | 0 | 0 | 0 | 0 | 0 | 0 | 0 | 0 | 0
cooling | August | week | 0 | 0 | 0 | 0 | 0 | 0 | 0 | 0 | 0 | 0 | 0 | 0 | 0 | 0 | 0 | 0 | 0 | 0 | 0 | 0 | 0 | 0 | 0 | 0
cooling | September | week | 0 | 0 | 0 | 0 | 0 | 0 | 0 | 0 | 0 | 0 | 0 | 0 | 0 | 0 | 0 | 0 | 0 | 0 | 0 | 0 | 0 | 0 | 0 | 0
cooling | October | week | 0 | 0 | 0 | 0 | 0 | 0 | 0 | 0 | 0 | 0 | 0 | 0 | 0 | 0 | 0 | 0 | 0 | 0 | 0 | 0 | 0 | 0 | 0 | 0
cooling | November | week | 0 | 0 | 0 | 0 | 0 | 0 | 0 | 0 | 0 | 0 | 0 | 0 | 0 | 0 | 0 | 0 | 0 | 0 | 0 | 0 | 0 | 0 | 0 | 0
cooling | December | week | 0 | 0 | 0 | 0 | 0 | 0 | 0 | 0 | 0 | 0 | 0 | 0 | 0 | 0 | 0 | 0 | 0 | 0 | 0 | 0 | 0 | 0 | 0 | 0
cooling | January | peak | 0 | 0 | 0 | 0 | 0 | 0 | 0 | 0 | 0 | 0 | 0 | 0 | 0 | 0 | 0 | 0 | 0 | 0 | 0 | 0 | 0 | 0 | 0 | 0
cooling | February | peak | 0 | 0 | 0 | 0 | 0 | 0 | 0 | 0 | 0 | 0 | 0 | 0 | 0 | 0 | 0 | 0 | 0 | 0 | 0 | 0 | 0 | 0 | 0 | 0
cooling | March | peak | 0 | 0 | 0 | 0 | 0 | 0 | 0 | 0 | 0 | 0 | 0 | 0 | 0 | 0 | 0 | 0 | 0 | 0 | 0 | 0 | 0 | 0 | 0 | 0
cooling | April | peak | 0 | 0 | 0 | 0 | 0 | 0 | 0 | 0 | 0 | 0 | 0 | 0 | 0 | 0 | 0 | 0 | 0 | 0 | 0 | 0 | 0 | 0 | 0 | 0
cooling | May | peak | 0 | 0 | 0 | 0 | 0 | 0 | 0 | 0 | 0 | 0 | 0 | 0 | 0 | 0 | 0 | 0 | 0 | 0 | 0 | 0 | 0 | 0 | 0 | 0
cooling | June | peak | 0 | 0 | 0 | 0 | 0 | 0 | 0 | 0 | 0 | 0 | 0 | 0 | 0 | 0 | 0 | 0 | 0 | 0 | 0 | 0 | 0 | 0 | 0 | 0
cooling | July | peak | 0 | 0 | 0 | 0 | 0 | 0 | 0 | 0 | 0 | 0 | 0 | 0 | 0 | 0 | 0 | 0 | 0 | 0 | 0 | 0 | 0 | 0 | 0 | 0
cooling | August | peak | 0 | 0 | 0 | 0 | 0 | 0 | 0 | 0 | 0 | 0 | 0 | 0 | 0 | 0 | 0 | 0 | 0 | 0 | 0 | 0 | 0 | 0 | 0 | 0
cooling | September | peak | 0 | 0 | 0 | 0 | 0 | 0 | 0 | 0 | 0 | 0 | 0 | 0 | 0 | 0 | 0 | 0 | 0 | 0 | 0 | 0 | 0 | 0 | 0 | 0
cooling | October | peak | 0 | 0 | 0 | 0 | 0 | 0 | 0 | 0 | 0 | 0 | 0 | 0 | 0 | 0 | 0 | 0 | 0 | 0 | 0 | 0 | 0 | 0 | 0 | 0
cooling | November | peak | 0 | 0 | 0 | 0 | 0 | 0 | 0 | 0 | 0 | 0 | 0 | 0 | 0 | 0 | 0 | 0 | 0 | 0 | 0 | 0 | 0 | 0 | 0 | 0
cooling | December | peak | 0 | 0 | 0 | 0 | 0 | 0 | 0 | 0 | 0 | 0 | 0 | 0 | 0 | 0 | 0 | 0 | 0 | 0 | 0 | 0 | 0 | 0 | 0 | 0
cooling | January | weekend | 0 | 0 | 0 | 0 | 0 | 0 | 0 | 0 | 0 | 0 | 0 | 0 | 0 | 0 | 0 | 0 | 0 | 0 | 0 | 0 | 0 | 0 | 0 | 0
cooling | February | weekend | 0 | 0 | 0 | 0 | 0 | 0 | 0 | 0 | 0 | 0 | 0 | 0 | 0 | 0 | 0 | 0 | 0 | 0 | 0 | 0 | 0 | 0 | 0 | 0
cooling | March | weekend | 0 | 0 | 0 | 0 | 0 | 0 | 0 | 0 | 0 | 0 | 0 | 0 | 0 | 0 | 0 | 0 | 0 | 0 | 0 | 0 | 0 | 0 | 0 | 0
cooling | April | weekend | 0 | 0 | 0 | 0 | 0 | 0 | 0 | 0 | 0 | 0 | 0 | 0 | 0 | 0 | 0 | 0 | 0 | 0 | 0 | 0 | 0 | 0 | 0 | 0
cooling | May | weekend | 0 | 0 | 0 | 0 | 0 | 0 | 0 | 0 | 0 | 0 | 0 | 0 | 0 | 0 | 0 | 0 | 0 | 0 | 0 | 0 | 0 | 0 | 0 | 0
cooling | June | weekend | 0 | 0 | 0 | 0 | 0 | 0 | 0 | 0 | 0 | 0 | 0 | 0 | 0 | 0 | 0 | 0 | 0 | 0 | 0 | 0 | 0 | 0 | 0 | 0
cooling | July | weekend | 0 | 0 | 0 | 0 | 0 | 0 | 0 | 0 | 0 | 0 | 0 | 0 | 0 | 0 | 0 | 0 | 0 | 0 | 0 | 0 | 0 | 0 | 0 | 0
cooling | August | weekend | 0 | 0 | 0 | 0 | 0 | 0 | 0 | 0 | 0 | 0 | 0 | 0 | 0 | 0 | 0 | 0 | 0 | 0 | 0 | 0 | 0 | 0 | 0 | 0
cooling | September | weekend | 0 | 0 | 0 | 0 | 0 | 0 | 0 | 0 | 0 | 0 | 0 | 0 | 0 | 0 | 0 | 0 | 0 | 0 | 0 | 0 | 0 | 0 | 0 | 0
cooling | October | weekend | 0 | 0 | 0 | 0 | 0 | 0 | 0 | 0 | 0 | 0 | 0 | 0 | 0 | 0 | 0 | 0 | 0 | 0 | 0 | 0 | 0 | 0 | 0 | 0
cooling | November | weekend | 0 | 0 | 0 | 0 | 0 | 0 | 0 | 0 | 0 | 0 | 0 | 0 | 0 | 0 | 0 | 0 | 0 | 0 | 0 | 0 | 0 | 0 | 0 | 0
cooling | December | weekend | 0 | 0 | 0 | 0 | 0 | 0 | 0 | 0 | 0 | 0 | 0 | 0 | 0 | 0 | 0 | 0 | 0 | 0 | 0 | 0 | 0 | 0 | 0 | 0
refrigeration | January | week | 0 | 0 | 0 | 0 | 0 | 0 | 0 | 0 | 0 | 0 | 0 | 0 | 0 | 0 | 0 | 0 | 0 | 0 | 0 | 0 | 0 | 0 | 0 | 0
refrigeration | February | week | 0 | 0 | 0 | 0 | 0 | 0 | 0 | 0 | 0 | 0 | 0 | 0 | 0 | 0 | 0 | 0 | 0 | 0 | 0 | 0 | 0 | 0 | 0 | 0
refrigeration | March | week | 0 | 0 | 0 | 0 | 0 | 0 | 0 | 0 | 0 | 0 | 0 | 0 | 0 | 0 | 0 | 0 | 0 | 0 | 0 | 0 | 0 | 0 | 0 | 0
refrigeration | April | week | 0 | 0 | 0 | 0 | 0 | 0 | 0 | 0 | 0 | 0 | 0 | 0 | 0 | 0 | 0 | 0 | 0 | 0 | 0 | 0 | 0 | 0 | 0 | 0
refrigeration | May | week | 0 | 0 | 0 | 0 | 0 | 0 | 0 | 0 | 0 | 0 | 0 | 0 | 0 | 0 | 0 | 0 | 0 | 0 | 0 | 0 | 0 | 0 | 0 | 0
refrigeration | June | week | 0 | 0 | 0 | 0 | 0 | 0 | 0 | 0 | 0 | 0 | 0 | 0 | 0 | 0 | 0 | 0 | 0 | 0 | 0 | 0 | 0 | 0 | 0 | 0
refrigeration | July | week | 0 | 0 | 0 | 0 | 0 | 0 | 0 | 0 | 0 | 0 | 0 | 0 | 0 | 0 | 0 | 0 | 0 | 0 | 0 | 0 | 0 | 0 | 0 | 0
refrigeration | August | week | 0 | 0 | 0 | 0 | 0 | 0 | 0 | 0 | 0 | 0 | 0 | 0 | 0 | 0 | 0 | 0 | 0 | 0 | 0 | 0 | 0 | 0 | 0 | 0
refrigeration | September | week | 0 | 0 | 0 | 0 | 0 | 0 | 0 | 0 | 0 | 0 | 0 | 0 | 0 | 0 | 0 | 0 | 0 | 0 | 0 | 0 | 0 | 0 | 0 | 0
refrigeration | October | week | 0 | 0 | 0 | 0 | 0 | 0 | 0 | 0 | 0 | 0 | 0 | 0 | 0 | 0 | 0 | 0 | 0 | 0 | 0 | 0 | 0 | 0 | 0 | 0
refrigeration | November | week | 0 | 0 | 0 | 0 | 0 | 0 | 0 | 0 | 0 | 0 | 0 | 0 | 0 | 0 | 0 | 0 | 0 | 0 | 0 | 0 | 0 | 0 | 0 | 0
refrigeration | December | week | 0 | 0 | 0 | 0 | 0 | 0 | 0 | 0 | 0 | 0 | 0 | 0 | 0 | 0 | 0 | 0 | 0 | 0 | 0 | 0 | 0 | 0 | 0 | 0
refrigeration | January | peak | 0 | 0 | 0 | 0 | 0 | 0 | 0 | 0 | 0 | 0 | 0 | 0 | 0 | 0 | 0 | 0 | 0 | 0 | 0 | 0 | 0 | 0 | 0 | 0
refrigeration | February | peak | 0 | 0 | 0 | 0 | 0 | 0 | 0 | 0 | 0 | 0 | 0 | 0 | 0 | 0 | 0 | 0 | 0 | 0 | 0 | 0 | 0 | 0 | 0 | 0
refrigeration | March | peak | 0 | 0 | 0 | 0 | 0 | 0 | 0 | 0 | 0 | 0 | 0 | 0 | 0 | 0 | 0 | 0 | 0 | 0 | 0 | 0 | 0 | 0 | 0 | 0
refrigeration | April | peak | 0 | 0 | 0 | 0 | 0 | 0 | 0 | 0 | 0 | 0 | 0 | 0 | 0 | 0 | 0 | 0 | 0 | 0 | 0 | 0 | 0 | 0 | 0 | 0
refrigeration | May | peak | 0 | 0 | 0 | 0 | 0 | 0 | 0 | 0 | 0 | 0 | 0 | 0 | 0 | 0 | 0 | 0 | 0 | 0 | 0 | 0 | 0 | 0 | 0 | 0
refrigeration | June | peak | 0 | 0 | 0 | 0 | 0 | 0 | 0 | 0 | 0 | 0 | 0 | 0 | 0 | 0 | 0 | 0 | 0 | 0 | 0 | 0 | 0 | 0 | 0 | 0
refrigeration | July | peak | 0 | 0 | 0 | 0 | 0 | 0 | 0 | 0 | 0 | 0 | 0 | 0 | 0 | 0 | 0 | 0 | 0 | 0 | 0 | 0 | 0 | 0 | 0 | 0
refrigeration | August | peak | 0 | 0 | 0 | 0 | 0 | 0 | 0 | 0 | 0 | 0 | 0 | 0 | 0 | 0 | 0 | 0 | 0 | 0 | 0 | 0 | 0 | 0 | 0 | 0
refrigeration | September | peak | 0 | 0 | 0 | 0 | 0 | 0 | 0 | 0 | 0 | 0 | 0 | 0 | 0 | 0 | 0 | 0 | 0 | 0 | 0 | 0 | 0 | 0 | 0 | 0
refrigeration | October | peak | 0 | 0 | 0 | 0 | 0 | 0 | 0 | 0 | 0 | 0 | 0 | 0 | 0 | 0 | 0 | 0 | 0 | 0 | 0 | 0 | 0 | 0 | 0 | 0
refrigeration | November | peak | 0 | 0 | 0 | 0 | 0 | 0 | 0 | 0 | 0 | 0 | 0 | 0 | 0 | 0 | 0 | 0 | 0 | 0 | 0 | 0 | 0 | 0 | 0 | 0
refrigeration | December | peak | 0 | 0 | 0 | 0 | 0 | 0 | 0 | 0 | 0 | 0 | 0 | 0 | 0 | 0 | 0 | 0 | 0 | 0 | 0 | 0 | 0 | 0 | 0 | 0
refrigeration | January | weekend | 0 | 0 | 0 | 0 | 0 | 0 | 0 | 0 | 0 | 0 | 0 | 0 | 0 | 0 | 0 | 0 | 0 | 0 | 0 | 0 | 0 | 0 | 0 | 0
refrigeration | February | weekend | 0 | 0 | 0 | 0 | 0 | 0 | 0 | 0 | 0 | 0 | 0 | 0 | 0 | 0 | 0 | 0 | 0 | 0 | 0 | 0 | 0 | 0 | 0 | 0
refrigeration | March | weekend | 0 | 0 | 0 | 0 | 0 | 0 | 0 | 0 | 0 | 0 | 0 | 0 | 0 | 0 | 0 | 0 | 0 | 0 | 0 | 0 | 0 | 0 | 0 | 0
refrigeration | April | weekend | 0 | 0 | 0 | 0 | 0 | 0 | 0 | 0 | 0 | 0 | 0 | 0 | 0 | 0 | 0 | 0 | 0 | 0 | 0 | 0 | 0 | 0 | 0 | 0
refrigeration | May | weekend | 0 | 0 | 0 | 0 | 0 | 0 | 0 | 0 | 0 | 0 | 0 | 0 | 0 | 0 | 0 | 0 | 0 | 0 | 0 | 0 | 0 | 0 | 0 | 0
refrigeration | June | weekend | 0 | 0 | 0 | 0 | 0 | 0 | 0 | 0 | 0 | 0 | 0 | 0 | 0 | 0 | 0 | 0 | 0 | 0 | 0 | 0 | 0 | 0 | 0 | 0
refrigeration | July | weekend | 0 | 0 | 0 | 0 | 0 | 0 | 0 | 0 | 0 | 0 | 0 | 0 | 0 | 0 | 0 | 0 | 0 | 0 | 0 | 0 | 0 | 0 | 0 | 0
refrigeration | August | weekend | 0 | 0 | 0 | 0 | 0 | 0 | 0 | 0 | 0 | 0 | 0 | 0 | 0 | 0 | 0 | 0 | 0 | 0 | 0 | 0 | 0 | 0 | 0 | 0
refrigeration | September | weekend | 0 | 0 | 0 | 0 | 0 | 0 | 0 | 0 | 0 | 0 | 0 | 0 | 0 | 0 | 0 | 0 | 0 | 0 | 0 | 0 | 0 | 0 | 0 | 0
refrigeration | October | weekend | 0 | 0 | 0 | 0 | 0 | 0 | 0 | 0 | 0 | 0 | 0 | 0 | 0 | 0 | 0 | 0 | 0 | 0 | 0 | 0 | 0 | 0 | 0 | 0
refrigeration | November | weekend | 0 | 0 | 0 | 0 | 0 | 0 | 0 | 0 | 0 | 0 | 0 | 0 | 0 | 0 | 0 | 0 | 0 | 0 | 0 | 0 | 0 | 0 | 0 | 0
refrigeration | December | weekend | 0 | 0 | 0 | 0 | 0 | 0 | 0 | 0 | 0 | 0 | 0 | 0 | 0 | 0 | 0 | 0 | 0 | 0 | 0 | 0 | 0 | 0 | 0 | 0
space-heating | January | week | 0 | 0 | 0 | 0 | 0 | 0 | 0 | 0 | 0 | 0 | 0 | 0 | 0 | 0 | 0 | 0 | 0 | 0 | 0 | 0 | 0 | 0 | 0 | 0
space-heating | February | week | 0 | 0 | 0 | 0 | 0 | 0 | 0 | 0 | 0 | 0 | 0 | 0 | 0 | 0 | 0 | 0 | 0 | 0 | 0 | 0 | 0 | 0 | 0 | 0
space-heating | March | week | 0 | 0 | 0 | 0 | 0 | 0 | 0 | 0 | 0 | 0 | 0 | 0 | 0 | 0 | 0 | 0 | 0 | 0 | 0 | 0 | 0 | 0 | 0 | 0
space-heating | April | week | 0 | 0 | 0 | 0 | 0 | 0 | 0 | 0 | 0 | 0 | 0 | 0 | 0 | 0 | 0 | 0 | 0 | 0 | 0 | 0 | 0 | 0 | 0 | 0
space-heating | May | week | 0 | 0 | 0 | 0 | 0 | 0 | 0 | 0 | 0 | 0 | 0 | 0 | 0 | 0 | 0 | 0 | 0 | 0 | 0 | 0 | 0 | 0 | 0 | 0
space-heating | June | week | 0 | 0 | 0 | 0 | 0 | 0 | 0 | 0 | 0 | 0 | 0 | 0 | 0 | 0 | 0 | 0 | 0 | 0 | 0 | 0 | 0 | 0 | 0 | 0
space-heating | July | week | 0 | 0 | 0 | 0 | 0 | 0 | 0 | 0 | 0 | 0 | 0 | 0 | 0 | 0 | 0 | 0 | 0 | 0 | 0 | 0 | 0 | 0 | 0 | 0
space-heating | August | week | 0 | 0 | 0 | 0 | 0 | 0 | 0 | 0 | 0 | 0 | 0 | 0 | 0 | 0 | 0 | 0 | 0 | 0 | 0 | 0 | 0 | 0 | 0 | 0
space-heating | September | week | 0 | 0 | 0 | 0 | 0 | 0 | 0 | 0 | 0 | 0 | 0 | 0 | 0 | 0 | 0 | 0 | 0 | 0 | 0 | 0 | 0 | 0 | 0 | 0
space-heating | October | week | 0 | 0 | 0 | 0 | 0 | 0 | 0 | 0 | 0 | 0 | 0 | 0 | 0 | 0 | 0 | 0 | 0 | 0 | 0 | 0 | 0 | 0 | 0 | 0
space-heating | November | week | 0 | 0 | 0 | 0 | 0 | 0 | 0 | 0 | 0 | 0 | 0 | 0 | 0 | 0 | 0 | 0 | 0 | 0 | 0 | 0 | 0 | 0 | 0 | 0
space-heating | December | week | 0 | 0 | 0 | 0 | 0 | 0 | 0 | 0 | 0 | 0 | 0 | 0 | 0 | 0 | 0 | 0 | 0 | 0 | 0 | 0 | 0 | 0 | 0 | 0
space-heating | January | peak | 0 | 0 | 0 | 0 | 0 | 0 | 0 | 0 | 0 | 0 | 0 | 0 | 0 | 0 | 0 | 0 | 0 | 0 | 0 | 0 | 0 | 0 | 0 | 0
space-heating | February | peak | 0 | 0 | 0 | 0 | 0 | 0 | 0 | 0 | 0 | 0 | 0 | 0 | 0 | 0 | 0 | 0 | 0 | 0 | 0 | 0 | 0 | 0 | 0 | 0
space-heating | March | peak | 0 | 0 | 0 | 0 | 0 | 0 | 0 | 0 | 0 | 0 | 0 | 0 | 0 | 0 | 0 | 0 | 0 | 0 | 0 | 0 | 0 | 0 | 0 | 0
space-heating | April | peak | 0 | 0 | 0 | 0 | 0 | 0 | 0 | 0 | 0 | 0 | 0 | 0 | 0 | 0 | 0 | 0 | 0 | 0 | 0 | 0 | 0 | 0 | 0 | 0
space-heating | May | peak | 0 | 0 | 0 | 0 | 0 | 0 | 0 | 0 | 0 | 0 | 0 | 0 | 0 | 0 | 0 | 0 | 0 | 0 | 0 | 0 | 0 | 0 | 0 | 0
space-heating | June | peak | 0 | 0 | 0 | 0 | 0 | 0 | 0 | 0 | 0 | 0 | 0 | 0 | 0 | 0 | 0 | 0 | 0 | 0 | 0 | 0 | 0 | 0 | 0 | 0
space-heating | July | peak | 0 | 0 | 0 | 0 | 0 | 0 | 0 | 0 | 0 | 0 | 0 | 0 | 0 | 0 | 0 | 0 | 0 | 0 | 0 | 0 | 0 | 0 | 0 | 0
space-heating | August | peak | 0 | 0 | 0 | 0 | 0 | 0 | 0 | 0 | 0 | 0 | 0 | 0 | 0 | 0 | 0 | 0 | 0 | 0 | 0 | 0 | 0 | 0 | 0 | 0
space-heating | September | peak | 0 | 0 | 0 | 0 | 0 | 0 | 0 | 0 | 0 | 0 | 0 | 0 | 0 | 0 | 0 | 0 | 0 | 0 | 0 | 0 | 0 | 0 | 0 | 0
space-heating | October | peak | 0 | 0 | 0 | 0 | 0 | 0 | 0 | 0 | 0 | 0 | 0 | 0 | 0 | 0 | 0 | 0 | 0 | 0 | 0 | 0 | 0 | 0 | 0 | 0
space-heating | November | peak | 0 | 0 | 0 | 0 | 0 | 0 | 0 | 0 | 0 | 0 | 0 | 0 | 0 | 0 | 0 | 0 | 0 | 0 | 0 | 0 | 0 | 0 | 0 | 0
space-heating | December | peak | 0 | 0 | 0 | 0 | 0 | 0 | 0 | 0 | 0 | 0 | 0 | 0 | 0 | 0 | 0 | 0 | 0 | 0 | 0 | 0 | 0 | 0 | 0 | 0
space-heating | January | weekend | 0 | 0 | 0 | 0 | 0 | 0 | 0 | 0 | 0 | 0 | 0 | 0 | 0 | 0 | 0 | 0 | 0 | 0 | 0 | 0 | 0 | 0 | 0 | 0
space-heating | February | weekend | 0 | 0 | 0 | 0 | 0 | 0 | 0 | 0 | 0 | 0 | 0 | 0 | 0 | 0 | 0 | 0 | 0 | 0 | 0 | 0 | 0 | 0 | 0 | 0
space-heating | March | weekend | 0 | 0 | 0 | 0 | 0 | 0 | 0 | 0 | 0 | 0 | 0 | 0 | 0 | 0 | 0 | 0 | 0 | 0 | 0 | 0 | 0 | 0 | 0 | 0
space-heating | April | weekend | 0 | 0 | 0 | 0 | 0 | 0 | 0 | 0 | 0 | 0 | 0 | 0 | 0 | 0 | 0 | 0 | 0 | 0 | 0 | 0 | 0 | 0 | 0 | 0
space-heating | May | weekend | 0 | 0 | 0 | 0 | 0 | 0 | 0 | 0 | 0 | 0 | 0 | 0 | 0 | 0 | 0 | 0 | 0 | 0 | 0 | 0 | 0 | 0 | 0 | 0
space-heating | June | weekend | 0 | 0 | 0 | 0 | 0 | 0 | 0 | 0 | 0 | 0 | 0 | 0 | 0 | 0 | 0 | 0 | 0 | 0 | 0 | 0 | 0 | 0 | 0 | 0
space-heating | July | weekend | 0 | 0 | 0 | 0 | 0 | 0 | 0 | 0 | 0 | 0 | 0 | 0 | 0 | 0 | 0 | 0 | 0 | 0 | 0 | 0 | 0 | 0 | 0 | 0
space-heating | August | weekend | 0 | 0 | 0 | 0 | 0 | 0 | 0 | 0 | 0 | 0 | 0 | 0 | 0 | 0 | 0 | 0 | 0 | 0 | 0 | 0 | 0 | 0 | 0 | 0
space-heating | September | weekend | 0 | 0 | 0 | 0 | 0 | 0 | 0 | 0 | 0 | 0 | 0 | 0 | 0 | 0 | 0 | 0 | 0 | 0 | 0 | 0 | 0 | 0 | 0 | 0
space-heating | October | weekend | 0 | 0 | 0 | 0 | 0 | 0 | 0 | 0 | 0 | 0 | 0 | 0 | 0 | 0 | 0 | 0 | 0 | 0 | 0 | 0 | 0 | 0 | 0 | 0
space-heating | November | weekend | 0 | 0 | 0 | 0 | 0 | 0 | 0 | 0 | 0 | 0 | 0 | 0 | 0 | 0 | 0 | 0 | 0 | 0 | 0 | 0 | 0 | 0 | 0 | 0
space-heating | December | weekend | 0 | 0 | 0 | 0 | 0 | 0 | 0 | 0 | 0 | 0 | 0 | 0 | 0 | 0 | 0 | 0 | 0 | 0 | 0 | 0 | 0 | 0 | 0 | 0
water-heating | January | week | 0 | 0 | 0 | 0 | 0 | 0 | 0 | 0 | 0 | 0 | 0 | 0 | 0 | 0 | 0 | 0 | 0 | 0 | 0 | 0 | 0 | 0 | 0 | 0
water-heating | February | week | 0 | 0 | 0 | 0 | 0 | 0 | 0 | 0 | 0 | 0 | 0 | 0 | 0 | 0 | 0 | 0 | 0 | 0 | 0 | 0 | 0 | 0 | 0 | 0
water-heating | March | week | 0 | 0 | 0 | 0 | 0 | 0 | 0 | 0 | 0 | 0 | 0 | 0 | 0 | 0 | 0 | 0 | 0 | 0 | 0 | 0 | 0 | 0 | 0 | 0
water-heating | April | week | 0 | 0 | 0 | 0 | 0 | 0 | 0 | 0 | 0 | 0 | 0 | 0 | 0 | 0 | 0 | 0 | 0 | 0 | 0 | 0 | 0 | 0 | 0 | 0
water-heating | May | week | 0 | 0 | 0 | 0 | 0 | 0 | 0 | 0 | 0 | 0 | 0 | 0 | 0 | 0 | 0 | 0 | 0 | 0 | 0 | 0 | 0 | 0 | 0 | 0
water-heating | June | week | 0 | 0 | 0 | 0 | 0 | 0 | 0 | 0 | 0 | 0 | 0 | 0 | 0 | 0 | 0 | 0 | 0 | 0 | 0 | 0 | 0 | 0 | 0 | 0
water-heating | July | week | 0 | 0 | 0 | 0 | 0 | 0 | 0 | 0 | 0 | 0 | 0 | 0 | 0 | 0 | 0 | 0 | 0 | 0 | 0 | 0 | 0 | 0 | 0 | 0
water-heating | August | week | 0 | 0 | 0 | 0 | 0 | 0 | 0 | 0 | 0 | 0 | 0 | 0 | 0 | 0 | 0 | 0 | 0 | 0 | 0 | 0 | 0 | 0 | 0 | 0
water-heating | September | week | 0 | 0 | 0 | 0 | 0 | 0 | 0 | 0 | 0 | 0 | 0 | 0 | 0 | 0 | 0 | 0 | 0 | 0 | 0 | 0 | 0 | 0 | 0 | 0
water-heating | October | week | 0 | 0 | 0 | 0 | 0 | 0 | 0 | 0 | 0 | 0 | 0 | 0 | 0 | 0 | 0 | 0 | 0 | 0 | 0 | 0 | 0 | 0 | 0 | 0
water-heating | November | week | 0 | 0 | 0 | 0 | 0 | 0 | 0 | 0 | 0 | 0 | 0 | 0 | 0 | 0 | 0 | 0 | 0 | 0 | 0 | 0 | 0 | 0 | 0 | 0
water-heating | December | week | 0 | 0 | 0 | 0 | 0 | 0 | 0 | 0 | 0 | 0 | 0 | 0 | 0 | 0 | 0 | 0 | 0 | 0 | 0 | 0 | 0 | 0 | 0 | 0
water-heating | January | peak | 0 | 0 | 0 | 0 | 0 | 0 | 0 | 0 | 0 | 0 | 0 | 0 | 0 | 0 | 0 | 0 | 0 | 0 | 0 | 0 | 0 | 0 | 0 | 0
water-heating | February | peak | 0 | 0 | 0 | 0 | 0 | 0 | 0 | 0 | 0 | 0 | 0 | 0 | 0 | 0 | 0 | 0 | 0 | 0 | 0 | 0 | 0 | 0 | 0 | 0
water-heating | March | peak | 0 | 0 | 0 | 0 | 0 | 0 | 0 | 0 | 0 | 0 | 0 | 0 | 0 | 0 | 0 | 0 | 0 | 0 | 0 | 0 | 0 | 0 | 0 | 0
water-heating | April | peak | 0 | 0 | 0 | 0 | 0 | 0 | 0 | 0 | 0 | 0 | 0 | 0 | 0 | 0 | 0 | 0 | 0 | 0 | 0 | 0 | 0 | 0 | 0 | 0
water-heating | May | peak | 0 | 0 | 0 | 0 | 0 | 0 | 0 | 0 | 0 | 0 | 0 | 0 | 0 | 0 | 0 | 0 | 0 | 0 | 0 | 0 | 0 | 0 | 0 | 0
water-heating | June | peak | 0 | 0 | 0 | 0 | 0 | 0 | 0 | 0 | 0 | 0 | 0 | 0 | 0 | 0 | 0 | 0 | 0 | 0 | 0 | 0 | 0 | 0 | 0 | 0
water-heating | July | peak | 0 | 0 | 0 | 0 | 0 | 0 | 0 | 0 | 0 | 0 | 0 | 0 | 0 | 0 | 0 | 0 | 0 | 0 | 0 | 0 | 0 | 0 | 0 | 0
water-heating | August | peak | 0 | 0 | 0 | 0 | 0 | 0 | 0 | 0 | 0 | 0 | 0 | 0 | 0 | 0 | 0 | 0 | 0 | 0 | 0 | 0 | 0 | 0 | 0 | 0
water-heating | September | peak | 0 | 0 | 0 | 0 | 0 | 0 | 0 | 0 | 0 | 0 | 0 | 0 | 0 | 0 | 0 | 0 | 0 | 0 | 0 | 0 | 0 | 0 | 0 | 0
water-heating | October | peak | 0 | 0 | 0 | 0 | 0 | 0 | 0 | 0 | 0 | 0 | 0 | 0 | 0 | 0 | 0 | 0 | 0 | 0 | 0 | 0 | 0 | 0 | 0 | 0
water-heating | November | peak | 0 | 0 | 0 | 0 | 0 | 0 | 0 | 0 | 0 | 0 | 0 | 0 | 0 | 0 | 0 | 0 | 0 | 0 | 0 | 0 | 0 | 0 | 0 | 0
water-heating | December | peak | 0 | 0 | 0 | 0 | 0 | 0 | 0 | 0 | 0 | 0 | 0 | 0 | 0 | 0 | 0 | 0 | 0 | 0 | 0 | 0 | 0 | 0 | 0 | 0
water-heating | January | weekend | 0 | 0 | 0 | 0 | 0 | 0 | 0 | 0 | 0 | 0 | 0 | 0 | 0 | 0 | 0 | 0 | 0 | 0 | 0 | 0 | 0 | 0 | 0 | 0
water-heating | February | weekend | 0 | 0 | 0 | 0 | 0 | 0 | 0 | 0 | 0 | 0 | 0 | 0 | 0 | 0 | 0 | 0 | 0 | 0 | 0 | 0 | 0 | 0 | 0 | 0
water-heating | March | weekend | 0 | 0 | 0 | 0 | 0 | 0 | 0 | 0 | 0 | 0 | 0 | 0 | 0 | 0 | 0 | 0 | 0 | 0 | 0 | 0 | 0 | 0 | 0 | 0
water-heating | April | weekend | 0 | 0 | 0 | 0 | 0 | 0 | 0 | 0 | 0 | 0 | 0 | 0 | 0 | 0 | 0 | 0 | 0 | 0 | 0 | 0 | 0 | 0 | 0 | 0
water-heating | May | weekend | 0 | 0 | 0 | 0 | 0 | 0 | 0 | 0 | 0 | 0 | 0 | 0 | 0 | 0 | 0 | 0 | 0 | 0 | 0 | 0 | 0 | 0 | 0 | 0
water-heating | June | weekend | 0 | 0 | 0 | 0 | 0 | 0 | 0 | 0 | 0 | 0 | 0 | 0 | 0 | 0 | 0 | 0 | 0 | 0 | 0 | 0 | 0 | 0 | 0 | 0
water-heating | July | weekend | 0 | 0 | 0 | 0 | 0 | 0 | 0 | 0 | 0 | 0 | 0 | 0 | 0 | 0 | 0 | 0 | 0 | 0 | 0 | 0 | 0 | 0 | 0 | 0
water-heating | August | weekend | 0 | 0 | 0 | 0 | 0 | 0 | 0 | 0 | 0 | 0 | 0 | 0 | 0 | 0 | 0 | 0 | 0 | 0 | 0 | 0 | 0 | 0 | 0 | 0
water-heating | September | weekend | 0 | 0 | 0 | 0 | 0 | 0 | 0 | 0 | 0 | 0 | 0 | 0 | 0 | 0 | 0 | 0 | 0 | 0 | 0 | 0 | 0 | 0 | 0 | 0
water-heating | October | weekend | 0 | 0 | 0 | 0 | 0 | 0 | 0 | 0 | 0 | 0 | 0 | 0 | 0 | 0 | 0 | 0 | 0 | 0 | 0 | 0 | 0 | 0 | 0 | 0
water-heating | November | weekend | 0 | 0 | 0 | 0 | 0 | 0 | 0 | 0 | 0 | 0 | 0 | 0 | 0 | 0 | 0 | 0 | 0 | 0 | 0 | 0 | 0 | 0 | 0 | 0
water-heating | December | weekend | 0 | 0 | 0 | 0 | 0 | 0 | 0 | 0 | 0 | 0 | 0 | 0 | 0 | 0 | 0 | 0 | 0 | 0 | 0 | 0 | 0 | 0 | 0 | 0
naturalgas-only | January | week | 0 | 0 | 0 | 0 | 0 | 0 | 0 | 0 | 0 | 0 | 0 | 0 | 0 | 0 | 0 | 0 | 0 | 0 | 0 | 0 | 0 | 0 | 0 | 0
naturalgas-only | February | week | 0 | 0 | 0 | 0 | 0 | 0 | 0 | 0 | 0 | 0 | 0 | 0 | 0 | 0 | 0 | 0 | 0 | 0 | 0 | 0 | 0 | 0 | 0 | 0
naturalgas-only | March | week | 0 | 0 | 0 | 0 | 0 | 0 | 0 | 0 | 0 | 0 | 0 | 0 | 0 | 0 | 0 | 0 | 0 | 0 | 0 | 0 | 0 | 0 | 0 | 0
naturalgas-only | April | week | 0 | 0 | 0 | 0 | 0 | 0 | 0 | 0 | 0 | 0 | 0 | 0 | 0 | 0 | 0 | 0 | 0 | 0 | 0 | 0 | 0 | 0 | 0 | 0
naturalgas-only | May | week | 0 | 0 | 0 | 0 | 0 | 0 | 0 | 0 | 0 | 0 | 0 | 0 | 0 | 0 | 0 | 0 | 0 | 0 | 0 | 0 | 0 | 0 | 0 | 0
naturalgas-only | June | week | 0 | 0 | 0 | 0 | 0 | 0 | 0 | 0 | 0 | 0 | 0 | 0 | 0 | 0 | 0 | 0 | 0 | 0 | 0 | 0 | 0 | 0 | 0 | 0
naturalgas-only | July | week | 0 | 0 | 0 | 0 | 0 | 0 | 0 | 0 | 0 | 0 | 0 | 0 | 0 | 0 | 0 | 0 | 0 | 0 | 0 | 0 | 0 | 0 | 0 | 0
naturalgas-only | August | week | 0 | 0 | 0 | 0 | 0 | 0 | 0 | 0 | 0 | 0 | 0 | 0 | 0 | 0 | 0 | 0 | 0 | 0 | 0 | 0 | 0 | 0 | 0 | 0
naturalgas-only | September | week | 0 | 0 | 0 | 0 | 0 | 0 | 0 | 0 | 0 | 0 | 0 | 0 | 0 | 0 | 0 | 0 | 0 | 0 | 0 | 0 | 0 | 0 | 0 | 0
naturalgas-only | October | week | 0 | 0 | 0 | 0 | 0 | 0 | 0 | 0 | 0 | 0 | 0 | 0 | 0 | 0 | 0 | 0 | 0 | 0 | 0 | 0 | 0 | 0 | 0 | 0
naturalgas-only | November | week | 0 | 0 | 0 | 0 | 0 | 0 | 0 | 0 | 0 | 0 | 0 | 0 | 0 | 0 | 0 | 0 | 0 | 0 | 0 | 0 | 0 | 0 | 0 | 0
naturalgas-only | December | week | 0 | 0 | 0 | 0 | 0 | 0 | 0 | 0 | 0 | 0 | 0 | 0 | 0 | 0 | 0 | 0 | 0 | 0 | 0 | 0 | 0 | 0 | 0 | 0
naturalgas-only | January | peak | 0 | 0 | 0 | 0 | 0 | 0 | 0 | 0 | 0 | 0 | 0 | 0 | 0 | 0 | 0 | 0 | 0 | 0 | 0 | 0 | 0 | 0 | 0 | 0
naturalgas-only | February | peak | 0 | 0 | 0 | 0 | 0 | 0 | 0 | 0 | 0 | 0 | 0 | 0 | 0 | 0 | 0 | 0 | 0 | 0 | 0 | 0 | 0 | 0 | 0 | 0
naturalgas-only | March | peak | 0 | 0 | 0 | 0 | 0 | 0 | 0 | 0 | 0 | 0 | 0 | 0 | 0 | 0 | 0 | 0 | 0 | 0 | 0 | 0 | 0 | 0 | 0 | 0
naturalgas-only | April | peak | 0 | 0 | 0 | 0 | 0 | 0 | 0 | 0 | 0 | 0 | 0 | 0 | 0 | 0 | 0 | 0 | 0 | 0 | 0 | 0 | 0 | 0 | 0 | 0
naturalgas-only | May | peak | 0 | 0 | 0 | 0 | 0 | 0 | 0 | 0 | 0 | 0 | 0 | 0 | 0 | 0 | 0 | 0 | 0 | 0 | 0 | 0 | 0 | 0 | 0 | 0
naturalgas-only | June | peak | 0 | 0 | 0 | 0 | 0 | 0 | 0 | 0 | 0 | 0 | 0 | 0 | 0 | 0 | 0 | 0 | 0 | 0 | 0 | 0 | 0 | 0 | 0 | 0
naturalgas-only | July | peak | 0 | 0 | 0 | 0 | 0 | 0 | 0 | 0 | 0 | 0 | 0 | 0 | 0 | 0 | 0 | 0 | 0 | 0 | 0 | 0 | 0 | 0 | 0 | 0
naturalgas-only | August | peak | 0 | 0 | 0 | 0 | 0 | 0 | 0 | 0 | 0 | 0 | 0 | 0 | 0 | 0 | 0 | 0 | 0 | 0 | 0 | 0 | 0 | 0 | 0 | 0
naturalgas-only | September | peak | 0 | 0 | 0 | 0 | 0 | 0 | 0 | 0 | 0 | 0 | 0 | 0 | 0 | 0 | 0 | 0 | 0 | 0 | 0 | 0 | 0 | 0 | 0 | 0
naturalgas-only | October | peak | 0 | 0 | 0 | 0 | 0 | 0 | 0 | 0 | 0 | 0 | 0 | 0 | 0 | 0 | 0 | 0 | 0 | 0 | 0 | 0 | 0 | 0 | 0 | 0
naturalgas-only | November | peak | 0 | 0 | 0 | 0 | 0 | 0 | 0 | 0 | 0 | 0 | 0 | 0 | 0 | 0 | 0 | 0 | 0 | 0 | 0 | 0 | 0 | 0 | 0 | 0
naturalgas-only | December | peak | 0 | 0 | 0 | 0 | 0 | 0 | 0 | 0 | 0 | 0 | 0 | 0 | 0 | 0 | 0 | 0 | 0 | 0 | 0 | 0 | 0 | 0 | 0 | 0
naturalgas-only | January | weekend | 0 | 0 | 0 | 0 | 0 | 0 | 0 | 0 | 0 | 0 | 0 | 0 | 0 | 0 | 0 | 0 | 0 | 0 | 0 | 0 | 0 | 0 | 0 | 0
naturalgas-only | February | weekend | 0 | 0 | 0 | 0 | 0 | 0 | 0 | 0 | 0 | 0 | 0 | 0 | 0 | 0 | 0 | 0 | 0 | 0 | 0 | 0 | 0 | 0 | 0 | 0
naturalgas-only | March | weekend | 0 | 0 | 0 | 0 | 0 | 0 | 0 | 0 | 0 | 0 | 0 | 0 | 0 | 0 | 0 | 0 | 0 | 0 | 0 | 0 | 0 | 0 | 0 | 0
naturalgas-only | April | weekend | 0 | 0 | 0 | 0 | 0 | 0 | 0 | 0 | 0 | 0 | 0 | 0 | 0 | 0 | 0 | 0 | 0 | 0 | 0 | 0 | 0 | 0 | 0 | 0
naturalgas-only | May | weekend | 0 | 0 | 0 | 0 | 0 | 0 | 0 | 0 | 0 | 0 | 0 | 0 | 0 | 0 | 0 | 0 | 0 | 0 | 0 | 0 | 0 | 0 | 0 | 0
naturalgas-only | June | weekend | 0 | 0 | 0 | 0 | 0 | 0 | 0 | 0 | 0 | 0 | 0 | 0 | 0 | 0 | 0 | 0 | 0 | 0 | 0 | 0 | 0 | 0 | 0 | 0
naturalgas-only | July | weekend | 0 | 0 | 0 | 0 | 0 | 0 | 0 | 0 | 0 | 0 | 0 | 0 | 0 | 0 | 0 | 0 | 0 | 0 | 0 | 0 | 0 | 0 | 0 | 0
naturalgas-only | August | weekend | 0 | 0 | 0 | 0 | 0 | 0 | 0 | 0 | 0 | 0 | 0 | 0 | 0 | 0 | 0 | 0 | 0 | 0 | 0 | 0 | 0 | 0 | 0 | 0
naturalgas-only | September | weekend | 0 | 0 | 0 | 0 | 0 | 0 | 0 | 0 | 0 | 0 | 0 | 0 | 0 | 0 | 0 | 0 | 0 | 0 | 0 | 0 | 0 | 0 | 0 | 0
naturalgas-only | October | weekend | 0 | 0 | 0 | 0 | 0 | 0 | 0 | 0 | 0 | 0 | 0 | 0 | 0 | 0 | 0 | 0 | 0 | 0 | 0 | 0 | 0 | 0 | 0 | 0
naturalgas-only | November | weekend | 0 | 0 | 0 | 0 | 0 | 0 | 0 | 0 | 0 | 0 | 0 | 0 | 0 | 0 | 0 | 0 | 0 | 0 | 0 | 0 | 0 | 0 | 0 | 0
naturalgas-only | December | weekend | 0 | 0 | 0 | 0 | 0 | 0 | 0 | 0 | 0 | 0 | 0 | 0 | 0 | 0 | 0 | 0 | 0 | 0 | 0 | 0 | 0 | 0 | 0 | 0

## LoadInput_N16_P
|  |  | 1 | 2 | 3 | 4 | 5 | 6 | 7 | 8 | 9 | 10 | 11 | 12 | 13 | 14 | 15 | 16 | 17 | 18 | 19 | 20 | 21 | 22 | 23 | 24
electricity-only | January | week | 0 | 0 | 0 | 0 | 0 | 0 | 0 | 0 | 0 | 0 | 0 | 0 | 0 | 0 | 0 | 0 | 0 | 0 | 0 | 0 | 0 | 0 | 0 | 0
electricity-only | February | week | 0 | 0 | 0 | 0 | 0 | 0 | 0 | 0 | 0 | 0 | 0 | 0 | 0 | 0 | 0 | 0 | 0 | 0 | 0 | 0 | 0 | 0 | 0 | 0
electricity-only | March | week | 0 | 0 | 0 | 0 | 0 | 0 | 0 | 0 | 0 | 0 | 0 | 0 | 0 | 0 | 0 | 0 | 0 | 0 | 0 | 0 | 0 | 0 | 0 | 0
electricity-only | April | week | 0 | 0 | 0 | 0 | 0 | 0 | 0 | 0 | 0 | 0 | 0 | 0 | 0 | 0 | 0 | 0 | 0 | 0 | 0 | 0 | 0 | 0 | 0 | 0
electricity-only | May | week | 0 | 0 | 0 | 0 | 0 | 0 | 0 | 0 | 0 | 0 | 0 | 0 | 0 | 0 | 0 | 0 | 0 | 0 | 0 | 0 | 0 | 0 | 0 | 0
electricity-only | June | week | 0 | 0 | 0 | 0 | 0 | 0 | 0 | 0 | 0 | 0 | 0 | 0 | 0 | 0 | 0 | 0 | 0 | 0 | 0 | 0 | 0 | 0 | 0 | 0
electricity-only | July | week | 0 | 0 | 0 | 0 | 0 | 0 | 0 | 0 | 0 | 0 | 0 | 0 | 0 | 0 | 0 | 0 | 0 | 0 | 0 | 0 | 0 | 0 | 0 | 0
electricity-only | August | week | 0 | 0 | 0 | 0 | 0 | 0 | 0 | 0 | 0 | 0 | 0 | 0 | 0 | 0 | 0 | 0 | 0 | 0 | 0 | 0 | 0 | 0 | 0 | 0
electricity-only | September | week | 0 | 0 | 0 | 0 | 0 | 0 | 0 | 0 | 0 | 0 | 0 | 0 | 0 | 0 | 0 | 0 | 0 | 0 | 0 | 0 | 0 | 0 | 0 | 0
electricity-only | October | week | 0 | 0 | 0 | 0 | 0 | 0 | 0 | 0 | 0 | 0 | 0 | 0 | 0 | 0 | 0 | 0 | 0 | 0 | 0 | 0 | 0 | 0 | 0 | 0
electricity-only | November | week | 0 | 0 | 0 | 0 | 0 | 0 | 0 | 0 | 0 | 0 | 0 | 0 | 0 | 0 | 0 | 0 | 0 | 0 | 0 | 0 | 0 | 0 | 0 | 0
electricity-only | December | week | 0 | 0 | 0 | 0 | 0 | 0 | 0 | 0 | 0 | 0 | 0 | 0 | 0 | 0 | 0 | 0 | 0 | 0 | 0 | 0 | 0 | 0 | 0 | 0
electricity-only | January | peak | 0 | 0 | 0 | 0 | 0 | 0 | 0 | 0 | 0 | 0 | 0 | 0 | 0 | 0 | 0 | 0 | 0 | 0 | 0 | 0 | 0 | 0 | 0 | 0
electricity-only | February | peak | 0 | 0 | 0 | 0 | 0 | 0 | 0 | 0 | 0 | 0 | 0 | 0 | 0 | 0 | 0 | 0 | 0 | 0 | 0 | 0 | 0 | 0 | 0 | 0
electricity-only | March | peak | 0 | 0 | 0 | 0 | 0 | 0 | 0 | 0 | 0 | 0 | 0 | 0 | 0 | 0 | 0 | 0 | 0 | 0 | 0 | 0 | 0 | 0 | 0 | 0
electricity-only | April | peak | 0 | 0 | 0 | 0 | 0 | 0 | 0 | 0 | 0 | 0 | 0 | 0 | 0 | 0 | 0 | 0 | 0 | 0 | 0 | 0 | 0 | 0 | 0 | 0
electricity-only | May | peak | 0 | 0 | 0 | 0 | 0 | 0 | 0 | 0 | 0 | 0 | 0 | 0 | 0 | 0 | 0 | 0 | 0 | 0 | 0 | 0 | 0 | 0 | 0 | 0
electricity-only | June | peak | 0 | 0 | 0 | 0 | 0 | 0 | 0 | 0 | 0 | 0 | 0 | 0 | 0 | 0 | 0 | 0 | 0 | 0 | 0 | 0 | 0 | 0 | 0 | 0
electricity-only | July | peak | 0 | 0 | 0 | 0 | 0 | 0 | 0 | 0 | 0 | 0 | 0 | 0 | 0 | 0 | 0 | 0 | 0 | 0 | 0 | 0 | 0 | 0 | 0 | 0
electricity-only | August | peak | 0 | 0 | 0 | 0 | 0 | 0 | 0 | 0 | 0 | 0 | 0 | 0 | 0 | 0 | 0 | 0 | 0 | 0 | 0 | 0 | 0 | 0 | 0 | 0
electricity-only | September | peak | 0 | 0 | 0 | 0 | 0 | 0 | 0 | 0 | 0 | 0 | 0 | 0 | 0 | 0 | 0 | 0 | 0 | 0 | 0 | 0 | 0 | 0 | 0 | 0
electricity-only | October | peak | 0 | 0 | 0 | 0 | 0 | 0 | 0 | 0 | 0 | 0 | 0 | 0 | 0 | 0 | 0 | 0 | 0 | 0 | 0 | 0 | 0 | 0 | 0 | 0
electricity-only | November | peak | 0 | 0 | 0 | 0 | 0 | 0 | 0 | 0 | 0 | 0 | 0 | 0 | 0 | 0 | 0 | 0 | 0 | 0 | 0 | 0 | 0 | 0 | 0 | 0
electricity-only | December | peak | 0 | 0 | 0 | 0 | 0 | 0 | 0 | 0 | 0 | 0 | 0 | 0 | 0 | 0 | 0 | 0 | 0 | 0 | 0 | 0 | 0 | 0 | 0 | 0
electricity-only | January | weekend | 0 | 0 | 0 | 0 | 0 | 0 | 0 | 0 | 0 | 0 | 0 | 0 | 0 | 0 | 0 | 0 | 0 | 0 | 0 | 0 | 0 | 0 | 0 | 0
electricity-only | February | weekend | 0 | 0 | 0 | 0 | 0 | 0 | 0 | 0 | 0 | 0 | 0 | 0 | 0 | 0 | 0 | 0 | 0 | 0 | 0 | 0 | 0 | 0 | 0 | 0
electricity-only | March | weekend | 0 | 0 | 0 | 0 | 0 | 0 | 0 | 0 | 0 | 0 | 0 | 0 | 0 | 0 | 0 | 0 | 0 | 0 | 0 | 0 | 0 | 0 | 0 | 0
electricity-only | April | weekend | 0 | 0 | 0 | 0 | 0 | 0 | 0 | 0 | 0 | 0 | 0 | 0 | 0 | 0 | 0 | 0 | 0 | 0 | 0 | 0 | 0 | 0 | 0 | 0
electricity-only | May | weekend | 0 | 0 | 0 | 0 | 0 | 0 | 0 | 0 | 0 | 0 | 0 | 0 | 0 | 0 | 0 | 0 | 0 | 0 | 0 | 0 | 0 | 0 | 0 | 0
electricity-only | June | weekend | 0 | 0 | 0 | 0 | 0 | 0 | 0 | 0 | 0 | 0 | 0 | 0 | 0 | 0 | 0 | 0 | 0 | 0 | 0 | 0 | 0 | 0 | 0 | 0
electricity-only | July | weekend | 0 | 0 | 0 | 0 | 0 | 0 | 0 | 0 | 0 | 0 | 0 | 0 | 0 | 0 | 0 | 0 | 0 | 0 | 0 | 0 | 0 | 0 | 0 | 0
electricity-only | August | weekend | 0 | 0 | 0 | 0 | 0 | 0 | 0 | 0 | 0 | 0 | 0 | 0 | 0 | 0 | 0 | 0 | 0 | 0 | 0 | 0 | 0 | 0 | 0 | 0
electricity-only | September | weekend | 0 | 0 | 0 | 0 | 0 | 0 | 0 | 0 | 0 | 0 | 0 | 0 | 0 | 0 | 0 | 0 | 0 | 0 | 0 | 0 | 0 | 0 | 0 | 0
electricity-only | October | weekend | 0 | 0 | 0 | 0 | 0 | 0 | 0 | 0 | 0 | 0 | 0 | 0 | 0 | 0 | 0 | 0 | 0 | 0 | 0 | 0 | 0 | 0 | 0 | 0
electricity-only | November | weekend | 0 | 0 | 0 | 0 | 0 | 0 | 0 | 0 | 0 | 0 | 0 | 0 | 0 | 0 | 0 | 0 | 0 | 0 | 0 | 0 | 0 | 0 | 0 | 0
electricity-only | December | weekend | 0 | 0 | 0 | 0 | 0 | 0 | 0 | 0 | 0 | 0 | 0 | 0 | 0 | 0 | 0 | 0 | 0 | 0 | 0 | 0 | 0 | 0 | 0 | 0
cooling | January | week | 0 | 0 | 0 | 0 | 0 | 0 | 0 | 0 | 0 | 0 | 0 | 0 | 0 | 0 | 0 | 0 | 0 | 0 | 0 | 0 | 0 | 0 | 0 | 0
cooling | February | week | 0 | 0 | 0 | 0 | 0 | 0 | 0 | 0 | 0 | 0 | 0 | 0 | 0 | 0 | 0 | 0 | 0 | 0 | 0 | 0 | 0 | 0 | 0 | 0
cooling | March | week | 0 | 0 | 0 | 0 | 0 | 0 | 0 | 0 | 0 | 0 | 0 | 0 | 0 | 0 | 0 | 0 | 0 | 0 | 0 | 0 | 0 | 0 | 0 | 0
cooling | April | week | 0 | 0 | 0 | 0 | 0 | 0 | 0 | 0 | 0 | 0 | 0 | 0 | 0 | 0 | 0 | 0 | 0 | 0 | 0 | 0 | 0 | 0 | 0 | 0
cooling | May | week | 0 | 0 | 0 | 0 | 0 | 0 | 0 | 0 | 0 | 0 | 0 | 0 | 0 | 0 | 0 | 0 | 0 | 0 | 0 | 0 | 0 | 0 | 0 | 0
cooling | June | week | 0 | 0 | 0 | 0 | 0 | 0 | 0 | 0 | 0 | 0 | 0 | 0 | 0 | 0 | 0 | 0 | 0 | 0 | 0 | 0 | 0 | 0 | 0 | 0
cooling | July | week | 0 | 0 | 0 | 0 | 0 | 0 | 0 | 0 | 0 | 0 | 0 | 0 | 0 | 0 | 0 | 0 | 0 | 0 | 0 | 0 | 0 | 0 | 0 | 0
cooling | August | week | 0 | 0 | 0 | 0 | 0 | 0 | 0 | 0 | 0 | 0 | 0 | 0 | 0 | 0 | 0 | 0 | 0 | 0 | 0 | 0 | 0 | 0 | 0 | 0
cooling | September | week | 0 | 0 | 0 | 0 | 0 | 0 | 0 | 0 | 0 | 0 | 0 | 0 | 0 | 0 | 0 | 0 | 0 | 0 | 0 | 0 | 0 | 0 | 0 | 0
cooling | October | week | 0 | 0 | 0 | 0 | 0 | 0 | 0 | 0 | 0 | 0 | 0 | 0 | 0 | 0 | 0 | 0 | 0 | 0 | 0 | 0 | 0 | 0 | 0 | 0
cooling | November | week | 0 | 0 | 0 | 0 | 0 | 0 | 0 | 0 | 0 | 0 | 0 | 0 | 0 | 0 | 0 | 0 | 0 | 0 | 0 | 0 | 0 | 0 | 0 | 0
cooling | December | week | 0 | 0 | 0 | 0 | 0 | 0 | 0 | 0 | 0 | 0 | 0 | 0 | 0 | 0 | 0 | 0 | 0 | 0 | 0 | 0 | 0 | 0 | 0 | 0
cooling | January | peak | 0 | 0 | 0 | 0 | 0 | 0 | 0 | 0 | 0 | 0 | 0 | 0 | 0 | 0 | 0 | 0 | 0 | 0 | 0 | 0 | 0 | 0 | 0 | 0
cooling | February | peak | 0 | 0 | 0 | 0 | 0 | 0 | 0 | 0 | 0 | 0 | 0 | 0 | 0 | 0 | 0 | 0 | 0 | 0 | 0 | 0 | 0 | 0 | 0 | 0
cooling | March | peak | 0 | 0 | 0 | 0 | 0 | 0 | 0 | 0 | 0 | 0 | 0 | 0 | 0 | 0 | 0 | 0 | 0 | 0 | 0 | 0 | 0 | 0 | 0 | 0
cooling | April | peak | 0 | 0 | 0 | 0 | 0 | 0 | 0 | 0 | 0 | 0 | 0 | 0 | 0 | 0 | 0 | 0 | 0 | 0 | 0 | 0 | 0 | 0 | 0 | 0
cooling | May | peak | 0 | 0 | 0 | 0 | 0 | 0 | 0 | 0 | 0 | 0 | 0 | 0 | 0 | 0 | 0 | 0 | 0 | 0 | 0 | 0 | 0 | 0 | 0 | 0
cooling | June | peak | 0 | 0 | 0 | 0 | 0 | 0 | 0 | 0 | 0 | 0 | 0 | 0 | 0 | 0 | 0 | 0 | 0 | 0 | 0 | 0 | 0 | 0 | 0 | 0
cooling | July | peak | 0 | 0 | 0 | 0 | 0 | 0 | 0 | 0 | 0 | 0 | 0 | 0 | 0 | 0 | 0 | 0 | 0 | 0 | 0 | 0 | 0 | 0 | 0 | 0
cooling | August | peak | 0 | 0 | 0 | 0 | 0 | 0 | 0 | 0 | 0 | 0 | 0 | 0 | 0 | 0 | 0 | 0 | 0 | 0 | 0 | 0 | 0 | 0 | 0 | 0
cooling | September | peak | 0 | 0 | 0 | 0 | 0 | 0 | 0 | 0 | 0 | 0 | 0 | 0 | 0 | 0 | 0 | 0 | 0 | 0 | 0 | 0 | 0 | 0 | 0 | 0
cooling | October | peak | 0 | 0 | 0 | 0 | 0 | 0 | 0 | 0 | 0 | 0 | 0 | 0 | 0 | 0 | 0 | 0 | 0 | 0 | 0 | 0 | 0 | 0 | 0 | 0
cooling | November | peak | 0 | 0 | 0 | 0 | 0 | 0 | 0 | 0 | 0 | 0 | 0 | 0 | 0 | 0 | 0 | 0 | 0 | 0 | 0 | 0 | 0 | 0 | 0 | 0
cooling | December | peak | 0 | 0 | 0 | 0 | 0 | 0 | 0 | 0 | 0 | 0 | 0 | 0 | 0 | 0 | 0 | 0 | 0 | 0 | 0 | 0 | 0 | 0 | 0 | 0
cooling | January | weekend | 0 | 0 | 0 | 0 | 0 | 0 | 0 | 0 | 0 | 0 | 0 | 0 | 0 | 0 | 0 | 0 | 0 | 0 | 0 | 0 | 0 | 0 | 0 | 0
cooling | February | weekend | 0 | 0 | 0 | 0 | 0 | 0 | 0 | 0 | 0 | 0 | 0 | 0 | 0 | 0 | 0 | 0 | 0 | 0 | 0 | 0 | 0 | 0 | 0 | 0
cooling | March | weekend | 0 | 0 | 0 | 0 | 0 | 0 | 0 | 0 | 0 | 0 | 0 | 0 | 0 | 0 | 0 | 0 | 0 | 0 | 0 | 0 | 0 | 0 | 0 | 0
cooling | April | weekend | 0 | 0 | 0 | 0 | 0 | 0 | 0 | 0 | 0 | 0 | 0 | 0 | 0 | 0 | 0 | 0 | 0 | 0 | 0 | 0 | 0 | 0 | 0 | 0
cooling | May | weekend | 0 | 0 | 0 | 0 | 0 | 0 | 0 | 0 | 0 | 0 | 0 | 0 | 0 | 0 | 0 | 0 | 0 | 0 | 0 | 0 | 0 | 0 | 0 | 0
cooling | June | weekend | 0 | 0 | 0 | 0 | 0 | 0 | 0 | 0 | 0 | 0 | 0 | 0 | 0 | 0 | 0 | 0 | 0 | 0 | 0 | 0 | 0 | 0 | 0 | 0
cooling | July | weekend | 0 | 0 | 0 | 0 | 0 | 0 | 0 | 0 | 0 | 0 | 0 | 0 | 0 | 0 | 0 | 0 | 0 | 0 | 0 | 0 | 0 | 0 | 0 | 0
cooling | August | weekend | 0 | 0 | 0 | 0 | 0 | 0 | 0 | 0 | 0 | 0 | 0 | 0 | 0 | 0 | 0 | 0 | 0 | 0 | 0 | 0 | 0 | 0 | 0 | 0
cooling | September | weekend | 0 | 0 | 0 | 0 | 0 | 0 | 0 | 0 | 0 | 0 | 0 | 0 | 0 | 0 | 0 | 0 | 0 | 0 | 0 | 0 | 0 | 0 | 0 | 0
cooling | October | weekend | 0 | 0 | 0 | 0 | 0 | 0 | 0 | 0 | 0 | 0 | 0 | 0 | 0 | 0 | 0 | 0 | 0 | 0 | 0 | 0 | 0 | 0 | 0 | 0
cooling | November | weekend | 0 | 0 | 0 | 0 | 0 | 0 | 0 | 0 | 0 | 0 | 0 | 0 | 0 | 0 | 0 | 0 | 0 | 0 | 0 | 0 | 0 | 0 | 0 | 0
cooling | December | weekend | 0 | 0 | 0 | 0 | 0 | 0 | 0 | 0 | 0 | 0 | 0 | 0 | 0 | 0 | 0 | 0 | 0 | 0 | 0 | 0 | 0 | 0 | 0 | 0
refrigeration | January | week | 0 | 0 | 0 | 0 | 0 | 0 | 0 | 0 | 0 | 0 | 0 | 0 | 0 | 0 | 0 | 0 | 0 | 0 | 0 | 0 | 0 | 0 | 0 | 0
refrigeration | February | week | 0 | 0 | 0 | 0 | 0 | 0 | 0 | 0 | 0 | 0 | 0 | 0 | 0 | 0 | 0 | 0 | 0 | 0 | 0 | 0 | 0 | 0 | 0 | 0
refrigeration | March | week | 0 | 0 | 0 | 0 | 0 | 0 | 0 | 0 | 0 | 0 | 0 | 0 | 0 | 0 | 0 | 0 | 0 | 0 | 0 | 0 | 0 | 0 | 0 | 0
refrigeration | April | week | 0 | 0 | 0 | 0 | 0 | 0 | 0 | 0 | 0 | 0 | 0 | 0 | 0 | 0 | 0 | 0 | 0 | 0 | 0 | 0 | 0 | 0 | 0 | 0
refrigeration | May | week | 0 | 0 | 0 | 0 | 0 | 0 | 0 | 0 | 0 | 0 | 0 | 0 | 0 | 0 | 0 | 0 | 0 | 0 | 0 | 0 | 0 | 0 | 0 | 0
refrigeration | June | week | 0 | 0 | 0 | 0 | 0 | 0 | 0 | 0 | 0 | 0 | 0 | 0 | 0 | 0 | 0 | 0 | 0 | 0 | 0 | 0 | 0 | 0 | 0 | 0
refrigeration | July | week | 0 | 0 | 0 | 0 | 0 | 0 | 0 | 0 | 0 | 0 | 0 | 0 | 0 | 0 | 0 | 0 | 0 | 0 | 0 | 0 | 0 | 0 | 0 | 0
refrigeration | August | week | 0 | 0 | 0 | 0 | 0 | 0 | 0 | 0 | 0 | 0 | 0 | 0 | 0 | 0 | 0 | 0 | 0 | 0 | 0 | 0 | 0 | 0 | 0 | 0
refrigeration | September | week | 0 | 0 | 0 | 0 | 0 | 0 | 0 | 0 | 0 | 0 | 0 | 0 | 0 | 0 | 0 | 0 | 0 | 0 | 0 | 0 | 0 | 0 | 0 | 0
refrigeration | October | week | 0 | 0 | 0 | 0 | 0 | 0 | 0 | 0 | 0 | 0 | 0 | 0 | 0 | 0 | 0 | 0 | 0 | 0 | 0 | 0 | 0 | 0 | 0 | 0
refrigeration | November | week | 0 | 0 | 0 | 0 | 0 | 0 | 0 | 0 | 0 | 0 | 0 | 0 | 0 | 0 | 0 | 0 | 0 | 0 | 0 | 0 | 0 | 0 | 0 | 0
refrigeration | December | week | 0 | 0 | 0 | 0 | 0 | 0 | 0 | 0 | 0 | 0 | 0 | 0 | 0 | 0 | 0 | 0 | 0 | 0 | 0 | 0 | 0 | 0 | 0 | 0
refrigeration | January | peak | 0 | 0 | 0 | 0 | 0 | 0 | 0 | 0 | 0 | 0 | 0 | 0 | 0 | 0 | 0 | 0 | 0 | 0 | 0 | 0 | 0 | 0 | 0 | 0
refrigeration | February | peak | 0 | 0 | 0 | 0 | 0 | 0 | 0 | 0 | 0 | 0 | 0 | 0 | 0 | 0 | 0 | 0 | 0 | 0 | 0 | 0 | 0 | 0 | 0 | 0
refrigeration | March | peak | 0 | 0 | 0 | 0 | 0 | 0 | 0 | 0 | 0 | 0 | 0 | 0 | 0 | 0 | 0 | 0 | 0 | 0 | 0 | 0 | 0 | 0 | 0 | 0
refrigeration | April | peak | 0 | 0 | 0 | 0 | 0 | 0 | 0 | 0 | 0 | 0 | 0 | 0 | 0 | 0 | 0 | 0 | 0 | 0 | 0 | 0 | 0 | 0 | 0 | 0
refrigeration | May | peak | 0 | 0 | 0 | 0 | 0 | 0 | 0 | 0 | 0 | 0 | 0 | 0 | 0 | 0 | 0 | 0 | 0 | 0 | 0 | 0 | 0 | 0 | 0 | 0
refrigeration | June | peak | 0 | 0 | 0 | 0 | 0 | 0 | 0 | 0 | 0 | 0 | 0 | 0 | 0 | 0 | 0 | 0 | 0 | 0 | 0 | 0 | 0 | 0 | 0 | 0
refrigeration | July | peak | 0 | 0 | 0 | 0 | 0 | 0 | 0 | 0 | 0 | 0 | 0 | 0 | 0 | 0 | 0 | 0 | 0 | 0 | 0 | 0 | 0 | 0 | 0 | 0
refrigeration | August | peak | 0 | 0 | 0 | 0 | 0 | 0 | 0 | 0 | 0 | 0 | 0 | 0 | 0 | 0 | 0 | 0 | 0 | 0 | 0 | 0 | 0 | 0 | 0 | 0
refrigeration | September | peak | 0 | 0 | 0 | 0 | 0 | 0 | 0 | 0 | 0 | 0 | 0 | 0 | 0 | 0 | 0 | 0 | 0 | 0 | 0 | 0 | 0 | 0 | 0 | 0
refrigeration | October | peak | 0 | 0 | 0 | 0 | 0 | 0 | 0 | 0 | 0 | 0 | 0 | 0 | 0 | 0 | 0 | 0 | 0 | 0 | 0 | 0 | 0 | 0 | 0 | 0
refrigeration | November | peak | 0 | 0 | 0 | 0 | 0 | 0 | 0 | 0 | 0 | 0 | 0 | 0 | 0 | 0 | 0 | 0 | 0 | 0 | 0 | 0 | 0 | 0 | 0 | 0
refrigeration | December | peak | 0 | 0 | 0 | 0 | 0 | 0 | 0 | 0 | 0 | 0 | 0 | 0 | 0 | 0 | 0 | 0 | 0 | 0 | 0 | 0 | 0 | 0 | 0 | 0
refrigeration | January | weekend | 0 | 0 | 0 | 0 | 0 | 0 | 0 | 0 | 0 | 0 | 0 | 0 | 0 | 0 | 0 | 0 | 0 | 0 | 0 | 0 | 0 | 0 | 0 | 0
refrigeration | February | weekend | 0 | 0 | 0 | 0 | 0 | 0 | 0 | 0 | 0 | 0 | 0 | 0 | 0 | 0 | 0 | 0 | 0 | 0 | 0 | 0 | 0 | 0 | 0 | 0
refrigeration | March | weekend | 0 | 0 | 0 | 0 | 0 | 0 | 0 | 0 | 0 | 0 | 0 | 0 | 0 | 0 | 0 | 0 | 0 | 0 | 0 | 0 | 0 | 0 | 0 | 0
refrigeration | April | weekend | 0 | 0 | 0 | 0 | 0 | 0 | 0 | 0 | 0 | 0 | 0 | 0 | 0 | 0 | 0 | 0 | 0 | 0 | 0 | 0 | 0 | 0 | 0 | 0
refrigeration | May | weekend | 0 | 0 | 0 | 0 | 0 | 0 | 0 | 0 | 0 | 0 | 0 | 0 | 0 | 0 | 0 | 0 | 0 | 0 | 0 | 0 | 0 | 0 | 0 | 0
refrigeration | June | weekend | 0 | 0 | 0 | 0 | 0 | 0 | 0 | 0 | 0 | 0 | 0 | 0 | 0 | 0 | 0 | 0 | 0 | 0 | 0 | 0 | 0 | 0 | 0 | 0
refrigeration | July | weekend | 0 | 0 | 0 | 0 | 0 | 0 | 0 | 0 | 0 | 0 | 0 | 0 | 0 | 0 | 0 | 0 | 0 | 0 | 0 | 0 | 0 | 0 | 0 | 0
refrigeration | August | weekend | 0 | 0 | 0 | 0 | 0 | 0 | 0 | 0 | 0 | 0 | 0 | 0 | 0 | 0 | 0 | 0 | 0 | 0 | 0 | 0 | 0 | 0 | 0 | 0
refrigeration | September | weekend | 0 | 0 | 0 | 0 | 0 | 0 | 0 | 0 | 0 | 0 | 0 | 0 | 0 | 0 | 0 | 0 | 0 | 0 | 0 | 0 | 0 | 0 | 0 | 0
refrigeration | October | weekend | 0 | 0 | 0 | 0 | 0 | 0 | 0 | 0 | 0 | 0 | 0 | 0 | 0 | 0 | 0 | 0 | 0 | 0 | 0 | 0 | 0 | 0 | 0 | 0
refrigeration | November | weekend | 0 | 0 | 0 | 0 | 0 | 0 | 0 | 0 | 0 | 0 | 0 | 0 | 0 | 0 | 0 | 0 | 0 | 0 | 0 | 0 | 0 | 0 | 0 | 0
refrigeration | December | weekend | 0 | 0 | 0 | 0 | 0 | 0 | 0 | 0 | 0 | 0 | 0 | 0 | 0 | 0 | 0 | 0 | 0 | 0 | 0 | 0 | 0 | 0 | 0 | 0
space-heating | January | week | 0 | 0 | 0 | 0 | 0 | 0 | 0 | 0 | 0 | 0 | 0 | 0 | 0 | 0 | 0 | 0 | 0 | 0 | 0 | 0 | 0 | 0 | 0 | 0
space-heating | February | week | 0 | 0 | 0 | 0 | 0 | 0 | 0 | 0 | 0 | 0 | 0 | 0 | 0 | 0 | 0 | 0 | 0 | 0 | 0 | 0 | 0 | 0 | 0 | 0
space-heating | March | week | 0 | 0 | 0 | 0 | 0 | 0 | 0 | 0 | 0 | 0 | 0 | 0 | 0 | 0 | 0 | 0 | 0 | 0 | 0 | 0 | 0 | 0 | 0 | 0
space-heating | April | week | 0 | 0 | 0 | 0 | 0 | 0 | 0 | 0 | 0 | 0 | 0 | 0 | 0 | 0 | 0 | 0 | 0 | 0 | 0 | 0 | 0 | 0 | 0 | 0
space-heating | May | week | 0 | 0 | 0 | 0 | 0 | 0 | 0 | 0 | 0 | 0 | 0 | 0 | 0 | 0 | 0 | 0 | 0 | 0 | 0 | 0 | 0 | 0 | 0 | 0
space-heating | June | week | 0 | 0 | 0 | 0 | 0 | 0 | 0 | 0 | 0 | 0 | 0 | 0 | 0 | 0 | 0 | 0 | 0 | 0 | 0 | 0 | 0 | 0 | 0 | 0
space-heating | July | week | 0 | 0 | 0 | 0 | 0 | 0 | 0 | 0 | 0 | 0 | 0 | 0 | 0 | 0 | 0 | 0 | 0 | 0 | 0 | 0 | 0 | 0 | 0 | 0
space-heating | August | week | 0 | 0 | 0 | 0 | 0 | 0 | 0 | 0 | 0 | 0 | 0 | 0 | 0 | 0 | 0 | 0 | 0 | 0 | 0 | 0 | 0 | 0 | 0 | 0
space-heating | September | week | 0 | 0 | 0 | 0 | 0 | 0 | 0 | 0 | 0 | 0 | 0 | 0 | 0 | 0 | 0 | 0 | 0 | 0 | 0 | 0 | 0 | 0 | 0 | 0
space-heating | October | week | 0 | 0 | 0 | 0 | 0 | 0 | 0 | 0 | 0 | 0 | 0 | 0 | 0 | 0 | 0 | 0 | 0 | 0 | 0 | 0 | 0 | 0 | 0 | 0
space-heating | November | week | 0 | 0 | 0 | 0 | 0 | 0 | 0 | 0 | 0 | 0 | 0 | 0 | 0 | 0 | 0 | 0 | 0 | 0 | 0 | 0 | 0 | 0 | 0 | 0
space-heating | December | week | 0 | 0 | 0 | 0 | 0 | 0 | 0 | 0 | 0 | 0 | 0 | 0 | 0 | 0 | 0 | 0 | 0 | 0 | 0 | 0 | 0 | 0 | 0 | 0
space-heating | January | peak | 0 | 0 | 0 | 0 | 0 | 0 | 0 | 0 | 0 | 0 | 0 | 0 | 0 | 0 | 0 | 0 | 0 | 0 | 0 | 0 | 0 | 0 | 0 | 0
space-heating | February | peak | 0 | 0 | 0 | 0 | 0 | 0 | 0 | 0 | 0 | 0 | 0 | 0 | 0 | 0 | 0 | 0 | 0 | 0 | 0 | 0 | 0 | 0 | 0 | 0
space-heating | March | peak | 0 | 0 | 0 | 0 | 0 | 0 | 0 | 0 | 0 | 0 | 0 | 0 | 0 | 0 | 0 | 0 | 0 | 0 | 0 | 0 | 0 | 0 | 0 | 0
space-heating | April | peak | 0 | 0 | 0 | 0 | 0 | 0 | 0 | 0 | 0 | 0 | 0 | 0 | 0 | 0 | 0 | 0 | 0 | 0 | 0 | 0 | 0 | 0 | 0 | 0
space-heating | May | peak | 0 | 0 | 0 | 0 | 0 | 0 | 0 | 0 | 0 | 0 | 0 | 0 | 0 | 0 | 0 | 0 | 0 | 0 | 0 | 0 | 0 | 0 | 0 | 0
space-heating | June | peak | 0 | 0 | 0 | 0 | 0 | 0 | 0 | 0 | 0 | 0 | 0 | 0 | 0 | 0 | 0 | 0 | 0 | 0 | 0 | 0 | 0 | 0 | 0 | 0
space-heating | July | peak | 0 | 0 | 0 | 0 | 0 | 0 | 0 | 0 | 0 | 0 | 0 | 0 | 0 | 0 | 0 | 0 | 0 | 0 | 0 | 0 | 0 | 0 | 0 | 0
space-heating | August | peak | 0 | 0 | 0 | 0 | 0 | 0 | 0 | 0 | 0 | 0 | 0 | 0 | 0 | 0 | 0 | 0 | 0 | 0 | 0 | 0 | 0 | 0 | 0 | 0
space-heating | September | peak | 0 | 0 | 0 | 0 | 0 | 0 | 0 | 0 | 0 | 0 | 0 | 0 | 0 | 0 | 0 | 0 | 0 | 0 | 0 | 0 | 0 | 0 | 0 | 0
space-heating | October | peak | 0 | 0 | 0 | 0 | 0 | 0 | 0 | 0 | 0 | 0 | 0 | 0 | 0 | 0 | 0 | 0 | 0 | 0 | 0 | 0 | 0 | 0 | 0 | 0
space-heating | November | peak | 0 | 0 | 0 | 0 | 0 | 0 | 0 | 0 | 0 | 0 | 0 | 0 | 0 | 0 | 0 | 0 | 0 | 0 | 0 | 0 | 0 | 0 | 0 | 0
space-heating | December | peak | 0 | 0 | 0 | 0 | 0 | 0 | 0 | 0 | 0 | 0 | 0 | 0 | 0 | 0 | 0 | 0 | 0 | 0 | 0 | 0 | 0 | 0 | 0 | 0
space-heating | January | weekend | 0 | 0 | 0 | 0 | 0 | 0 | 0 | 0 | 0 | 0 | 0 | 0 | 0 | 0 | 0 | 0 | 0 | 0 | 0 | 0 | 0 | 0 | 0 | 0
space-heating | February | weekend | 0 | 0 | 0 | 0 | 0 | 0 | 0 | 0 | 0 | 0 | 0 | 0 | 0 | 0 | 0 | 0 | 0 | 0 | 0 | 0 | 0 | 0 | 0 | 0
space-heating | March | weekend | 0 | 0 | 0 | 0 | 0 | 0 | 0 | 0 | 0 | 0 | 0 | 0 | 0 | 0 | 0 | 0 | 0 | 0 | 0 | 0 | 0 | 0 | 0 | 0
space-heating | April | weekend | 0 | 0 | 0 | 0 | 0 | 0 | 0 | 0 | 0 | 0 | 0 | 0 | 0 | 0 | 0 | 0 | 0 | 0 | 0 | 0 | 0 | 0 | 0 | 0
space-heating | May | weekend | 0 | 0 | 0 | 0 | 0 | 0 | 0 | 0 | 0 | 0 | 0 | 0 | 0 | 0 | 0 | 0 | 0 | 0 | 0 | 0 | 0 | 0 | 0 | 0
space-heating | June | weekend | 0 | 0 | 0 | 0 | 0 | 0 | 0 | 0 | 0 | 0 | 0 | 0 | 0 | 0 | 0 | 0 | 0 | 0 | 0 | 0 | 0 | 0 | 0 | 0
space-heating | July | weekend | 0 | 0 | 0 | 0 | 0 | 0 | 0 | 0 | 0 | 0 | 0 | 0 | 0 | 0 | 0 | 0 | 0 | 0 | 0 | 0 | 0 | 0 | 0 | 0
space-heating | August | weekend | 0 | 0 | 0 | 0 | 0 | 0 | 0 | 0 | 0 | 0 | 0 | 0 | 0 | 0 | 0 | 0 | 0 | 0 | 0 | 0 | 0 | 0 | 0 | 0
space-heating | September | weekend | 0 | 0 | 0 | 0 | 0 | 0 | 0 | 0 | 0 | 0 | 0 | 0 | 0 | 0 | 0 | 0 | 0 | 0 | 0 | 0 | 0 | 0 | 0 | 0
space-heating | October | weekend | 0 | 0 | 0 | 0 | 0 | 0 | 0 | 0 | 0 | 0 | 0 | 0 | 0 | 0 | 0 | 0 | 0 | 0 | 0 | 0 | 0 | 0 | 0 | 0
space-heating | November | weekend | 0 | 0 | 0 | 0 | 0 | 0 | 0 | 0 | 0 | 0 | 0 | 0 | 0 | 0 | 0 | 0 | 0 | 0 | 0 | 0 | 0 | 0 | 0 | 0
space-heating | December | weekend | 0 | 0 | 0 | 0 | 0 | 0 | 0 | 0 | 0 | 0 | 0 | 0 | 0 | 0 | 0 | 0 | 0 | 0 | 0 | 0 | 0 | 0 | 0 | 0
water-heating | January | week | 0 | 0 | 0 | 0 | 0 | 0 | 0 | 0 | 0 | 0 | 0 | 0 | 0 | 0 | 0 | 0 | 0 | 0 | 0 | 0 | 0 | 0 | 0 | 0
water-heating | February | week | 0 | 0 | 0 | 0 | 0 | 0 | 0 | 0 | 0 | 0 | 0 | 0 | 0 | 0 | 0 | 0 | 0 | 0 | 0 | 0 | 0 | 0 | 0 | 0
water-heating | March | week | 0 | 0 | 0 | 0 | 0 | 0 | 0 | 0 | 0 | 0 | 0 | 0 | 0 | 0 | 0 | 0 | 0 | 0 | 0 | 0 | 0 | 0 | 0 | 0
water-heating | April | week | 0 | 0 | 0 | 0 | 0 | 0 | 0 | 0 | 0 | 0 | 0 | 0 | 0 | 0 | 0 | 0 | 0 | 0 | 0 | 0 | 0 | 0 | 0 | 0
water-heating | May | week | 0 | 0 | 0 | 0 | 0 | 0 | 0 | 0 | 0 | 0 | 0 | 0 | 0 | 0 | 0 | 0 | 0 | 0 | 0 | 0 | 0 | 0 | 0 | 0
water-heating | June | week | 0 | 0 | 0 | 0 | 0 | 0 | 0 | 0 | 0 | 0 | 0 | 0 | 0 | 0 | 0 | 0 | 0 | 0 | 0 | 0 | 0 | 0 | 0 | 0
water-heating | July | week | 0 | 0 | 0 | 0 | 0 | 0 | 0 | 0 | 0 | 0 | 0 | 0 | 0 | 0 | 0 | 0 | 0 | 0 | 0 | 0 | 0 | 0 | 0 | 0
water-heating | August | week | 0 | 0 | 0 | 0 | 0 | 0 | 0 | 0 | 0 | 0 | 0 | 0 | 0 | 0 | 0 | 0 | 0 | 0 | 0 | 0 | 0 | 0 | 0 | 0
water-heating | September | week | 0 | 0 | 0 | 0 | 0 | 0 | 0 | 0 | 0 | 0 | 0 | 0 | 0 | 0 | 0 | 0 | 0 | 0 | 0 | 0 | 0 | 0 | 0 | 0
water-heating | October | week | 0 | 0 | 0 | 0 | 0 | 0 | 0 | 0 | 0 | 0 | 0 | 0 | 0 | 0 | 0 | 0 | 0 | 0 | 0 | 0 | 0 | 0 | 0 | 0
water-heating | November | week | 0 | 0 | 0 | 0 | 0 | 0 | 0 | 0 | 0 | 0 | 0 | 0 | 0 | 0 | 0 | 0 | 0 | 0 | 0 | 0 | 0 | 0 | 0 | 0
water-heating | December | week | 0 | 0 | 0 | 0 | 0 | 0 | 0 | 0 | 0 | 0 | 0 | 0 | 0 | 0 | 0 | 0 | 0 | 0 | 0 | 0 | 0 | 0 | 0 | 0
water-heating | January | peak | 0 | 0 | 0 | 0 | 0 | 0 | 0 | 0 | 0 | 0 | 0 | 0 | 0 | 0 | 0 | 0 | 0 | 0 | 0 | 0 | 0 | 0 | 0 | 0
water-heating | February | peak | 0 | 0 | 0 | 0 | 0 | 0 | 0 | 0 | 0 | 0 | 0 | 0 | 0 | 0 | 0 | 0 | 0 | 0 | 0 | 0 | 0 | 0 | 0 | 0
water-heating | March | peak | 0 | 0 | 0 | 0 | 0 | 0 | 0 | 0 | 0 | 0 | 0 | 0 | 0 | 0 | 0 | 0 | 0 | 0 | 0 | 0 | 0 | 0 | 0 | 0
water-heating | April | peak | 0 | 0 | 0 | 0 | 0 | 0 | 0 | 0 | 0 | 0 | 0 | 0 | 0 | 0 | 0 | 0 | 0 | 0 | 0 | 0 | 0 | 0 | 0 | 0
water-heating | May | peak | 0 | 0 | 0 | 0 | 0 | 0 | 0 | 0 | 0 | 0 | 0 | 0 | 0 | 0 | 0 | 0 | 0 | 0 | 0 | 0 | 0 | 0 | 0 | 0
water-heating | June | peak | 0 | 0 | 0 | 0 | 0 | 0 | 0 | 0 | 0 | 0 | 0 | 0 | 0 | 0 | 0 | 0 | 0 | 0 | 0 | 0 | 0 | 0 | 0 | 0
water-heating | July | peak | 0 | 0 | 0 | 0 | 0 | 0 | 0 | 0 | 0 | 0 | 0 | 0 | 0 | 0 | 0 | 0 | 0 | 0 | 0 | 0 | 0 | 0 | 0 | 0
water-heating | August | peak | 0 | 0 | 0 | 0 | 0 | 0 | 0 | 0 | 0 | 0 | 0 | 0 | 0 | 0 | 0 | 0 | 0 | 0 | 0 | 0 | 0 | 0 | 0 | 0
water-heating | September | peak | 0 | 0 | 0 | 0 | 0 | 0 | 0 | 0 | 0 | 0 | 0 | 0 | 0 | 0 | 0 | 0 | 0 | 0 | 0 | 0 | 0 | 0 | 0 | 0
water-heating | October | peak | 0 | 0 | 0 | 0 | 0 | 0 | 0 | 0 | 0 | 0 | 0 | 0 | 0 | 0 | 0 | 0 | 0 | 0 | 0 | 0 | 0 | 0 | 0 | 0
water-heating | November | peak | 0 | 0 | 0 | 0 | 0 | 0 | 0 | 0 | 0 | 0 | 0 | 0 | 0 | 0 | 0 | 0 | 0 | 0 | 0 | 0 | 0 | 0 | 0 | 0
water-heating | December | peak | 0 | 0 | 0 | 0 | 0 | 0 | 0 | 0 | 0 | 0 | 0 | 0 | 0 | 0 | 0 | 0 | 0 | 0 | 0 | 0 | 0 | 0 | 0 | 0
water-heating | January | weekend | 0 | 0 | 0 | 0 | 0 | 0 | 0 | 0 | 0 | 0 | 0 | 0 | 0 | 0 | 0 | 0 | 0 | 0 | 0 | 0 | 0 | 0 | 0 | 0
water-heating | February | weekend | 0 | 0 | 0 | 0 | 0 | 0 | 0 | 0 | 0 | 0 | 0 | 0 | 0 | 0 | 0 | 0 | 0 | 0 | 0 | 0 | 0 | 0 | 0 | 0
water-heating | March | weekend | 0 | 0 | 0 | 0 | 0 | 0 | 0 | 0 | 0 | 0 | 0 | 0 | 0 | 0 | 0 | 0 | 0 | 0 | 0 | 0 | 0 | 0 | 0 | 0
water-heating | April | weekend | 0 | 0 | 0 | 0 | 0 | 0 | 0 | 0 | 0 | 0 | 0 | 0 | 0 | 0 | 0 | 0 | 0 | 0 | 0 | 0 | 0 | 0 | 0 | 0
water-heating | May | weekend | 0 | 0 | 0 | 0 | 0 | 0 | 0 | 0 | 0 | 0 | 0 | 0 | 0 | 0 | 0 | 0 | 0 | 0 | 0 | 0 | 0 | 0 | 0 | 0
water-heating | June | weekend | 0 | 0 | 0 | 0 | 0 | 0 | 0 | 0 | 0 | 0 | 0 | 0 | 0 | 0 | 0 | 0 | 0 | 0 | 0 | 0 | 0 | 0 | 0 | 0
water-heating | July | weekend | 0 | 0 | 0 | 0 | 0 | 0 | 0 | 0 | 0 | 0 | 0 | 0 | 0 | 0 | 0 | 0 | 0 | 0 | 0 | 0 | 0 | 0 | 0 | 0
water-heating | August | weekend | 0 | 0 | 0 | 0 | 0 | 0 | 0 | 0 | 0 | 0 | 0 | 0 | 0 | 0 | 0 | 0 | 0 | 0 | 0 | 0 | 0 | 0 | 0 | 0
water-heating | September | weekend | 0 | 0 | 0 | 0 | 0 | 0 | 0 | 0 | 0 | 0 | 0 | 0 | 0 | 0 | 0 | 0 | 0 | 0 | 0 | 0 | 0 | 0 | 0 | 0
water-heating | October | weekend | 0 | 0 | 0 | 0 | 0 | 0 | 0 | 0 | 0 | 0 | 0 | 0 | 0 | 0 | 0 | 0 | 0 | 0 | 0 | 0 | 0 | 0 | 0 | 0
water-heating | November | weekend | 0 | 0 | 0 | 0 | 0 | 0 | 0 | 0 | 0 | 0 | 0 | 0 | 0 | 0 | 0 | 0 | 0 | 0 | 0 | 0 | 0 | 0 | 0 | 0
water-heating | December | weekend | 0 | 0 | 0 | 0 | 0 | 0 | 0 | 0 | 0 | 0 | 0 | 0 | 0 | 0 | 0 | 0 | 0 | 0 | 0 | 0 | 0 | 0 | 0 | 0
naturalgas-only | January | week | 0 | 0 | 0 | 0 | 0 | 0 | 0 | 0 | 0 | 0 | 0 | 0 | 0 | 0 | 0 | 0 | 0 | 0 | 0 | 0 | 0 | 0 | 0 | 0
naturalgas-only | February | week | 0 | 0 | 0 | 0 | 0 | 0 | 0 | 0 | 0 | 0 | 0 | 0 | 0 | 0 | 0 | 0 | 0 | 0 | 0 | 0 | 0 | 0 | 0 | 0
naturalgas-only | March | week | 0 | 0 | 0 | 0 | 0 | 0 | 0 | 0 | 0 | 0 | 0 | 0 | 0 | 0 | 0 | 0 | 0 | 0 | 0 | 0 | 0 | 0 | 0 | 0
naturalgas-only | April | week | 0 | 0 | 0 | 0 | 0 | 0 | 0 | 0 | 0 | 0 | 0 | 0 | 0 | 0 | 0 | 0 | 0 | 0 | 0 | 0 | 0 | 0 | 0 | 0
naturalgas-only | May | week | 0 | 0 | 0 | 0 | 0 | 0 | 0 | 0 | 0 | 0 | 0 | 0 | 0 | 0 | 0 | 0 | 0 | 0 | 0 | 0 | 0 | 0 | 0 | 0
naturalgas-only | June | week | 0 | 0 | 0 | 0 | 0 | 0 | 0 | 0 | 0 | 0 | 0 | 0 | 0 | 0 | 0 | 0 | 0 | 0 | 0 | 0 | 0 | 0 | 0 | 0
naturalgas-only | July | week | 0 | 0 | 0 | 0 | 0 | 0 | 0 | 0 | 0 | 0 | 0 | 0 | 0 | 0 | 0 | 0 | 0 | 0 | 0 | 0 | 0 | 0 | 0 | 0
naturalgas-only | August | week | 0 | 0 | 0 | 0 | 0 | 0 | 0 | 0 | 0 | 0 | 0 | 0 | 0 | 0 | 0 | 0 | 0 | 0 | 0 | 0 | 0 | 0 | 0 | 0
naturalgas-only | September | week | 0 | 0 | 0 | 0 | 0 | 0 | 0 | 0 | 0 | 0 | 0 | 0 | 0 | 0 | 0 | 0 | 0 | 0 | 0 | 0 | 0 | 0 | 0 | 0
naturalgas-only | October | week | 0 | 0 | 0 | 0 | 0 | 0 | 0 | 0 | 0 | 0 | 0 | 0 | 0 | 0 | 0 | 0 | 0 | 0 | 0 | 0 | 0 | 0 | 0 | 0
naturalgas-only | November | week | 0 | 0 | 0 | 0 | 0 | 0 | 0 | 0 | 0 | 0 | 0 | 0 | 0 | 0 | 0 | 0 | 0 | 0 | 0 | 0 | 0 | 0 | 0 | 0
naturalgas-only | December | week | 0 | 0 | 0 | 0 | 0 | 0 | 0 | 0 | 0 | 0 | 0 | 0 | 0 | 0 | 0 | 0 | 0 | 0 | 0 | 0 | 0 | 0 | 0 | 0
naturalgas-only | January | peak | 0 | 0 | 0 | 0 | 0 | 0 | 0 | 0 | 0 | 0 | 0 | 0 | 0 | 0 | 0 | 0 | 0 | 0 | 0 | 0 | 0 | 0 | 0 | 0
naturalgas-only | February | peak | 0 | 0 | 0 | 0 | 0 | 0 | 0 | 0 | 0 | 0 | 0 | 0 | 0 | 0 | 0 | 0 | 0 | 0 | 0 | 0 | 0 | 0 | 0 | 0
naturalgas-only | March | peak | 0 | 0 | 0 | 0 | 0 | 0 | 0 | 0 | 0 | 0 | 0 | 0 | 0 | 0 | 0 | 0 | 0 | 0 | 0 | 0 | 0 | 0 | 0 | 0
naturalgas-only | April | peak | 0 | 0 | 0 | 0 | 0 | 0 | 0 | 0 | 0 | 0 | 0 | 0 | 0 | 0 | 0 | 0 | 0 | 0 | 0 | 0 | 0 | 0 | 0 | 0
naturalgas-only | May | peak | 0 | 0 | 0 | 0 | 0 | 0 | 0 | 0 | 0 | 0 | 0 | 0 | 0 | 0 | 0 | 0 | 0 | 0 | 0 | 0 | 0 | 0 | 0 | 0
naturalgas-only | June | peak | 0 | 0 | 0 | 0 | 0 | 0 | 0 | 0 | 0 | 0 | 0 | 0 | 0 | 0 | 0 | 0 | 0 | 0 | 0 | 0 | 0 | 0 | 0 | 0
naturalgas-only | July | peak | 0 | 0 | 0 | 0 | 0 | 0 | 0 | 0 | 0 | 0 | 0 | 0 | 0 | 0 | 0 | 0 | 0 | 0 | 0 | 0 | 0 | 0 | 0 | 0
naturalgas-only | August | peak | 0 | 0 | 0 | 0 | 0 | 0 | 0 | 0 | 0 | 0 | 0 | 0 | 0 | 0 | 0 | 0 | 0 | 0 | 0 | 0 | 0 | 0 | 0 | 0
naturalgas-only | September | peak | 0 | 0 | 0 | 0 | 0 | 0 | 0 | 0 | 0 | 0 | 0 | 0 | 0 | 0 | 0 | 0 | 0 | 0 | 0 | 0 | 0 | 0 | 0 | 0
naturalgas-only | October | peak | 0 | 0 | 0 | 0 | 0 | 0 | 0 | 0 | 0 | 0 | 0 | 0 | 0 | 0 | 0 | 0 | 0 | 0 | 0 | 0 | 0 | 0 | 0 | 0
naturalgas-only | November | peak | 0 | 0 | 0 | 0 | 0 | 0 | 0 | 0 | 0 | 0 | 0 | 0 | 0 | 0 | 0 | 0 | 0 | 0 | 0 | 0 | 0 | 0 | 0 | 0
naturalgas-only | December | peak | 0 | 0 | 0 | 0 | 0 | 0 | 0 | 0 | 0 | 0 | 0 | 0 | 0 | 0 | 0 | 0 | 0 | 0 | 0 | 0 | 0 | 0 | 0 | 0
naturalgas-only | January | weekend | 0 | 0 | 0 | 0 | 0 | 0 | 0 | 0 | 0 | 0 | 0 | 0 | 0 | 0 | 0 | 0 | 0 | 0 | 0 | 0 | 0 | 0 | 0 | 0
naturalgas-only | February | weekend | 0 | 0 | 0 | 0 | 0 | 0 | 0 | 0 | 0 | 0 | 0 | 0 | 0 | 0 | 0 | 0 | 0 | 0 | 0 | 0 | 0 | 0 | 0 | 0
naturalgas-only | March | weekend | 0 | 0 | 0 | 0 | 0 | 0 | 0 | 0 | 0 | 0 | 0 | 0 | 0 | 0 | 0 | 0 | 0 | 0 | 0 | 0 | 0 | 0 | 0 | 0
naturalgas-only | April | weekend | 0 | 0 | 0 | 0 | 0 | 0 | 0 | 0 | 0 | 0 | 0 | 0 | 0 | 0 | 0 | 0 | 0 | 0 | 0 | 0 | 0 | 0 | 0 | 0
naturalgas-only | May | weekend | 0 | 0 | 0 | 0 | 0 | 0 | 0 | 0 | 0 | 0 | 0 | 0 | 0 | 0 | 0 | 0 | 0 | 0 | 0 | 0 | 0 | 0 | 0 | 0
naturalgas-only | June | weekend | 0 | 0 | 0 | 0 | 0 | 0 | 0 | 0 | 0 | 0 | 0 | 0 | 0 | 0 | 0 | 0 | 0 | 0 | 0 | 0 | 0 | 0 | 0 | 0
naturalgas-only | July | weekend | 0 | 0 | 0 | 0 | 0 | 0 | 0 | 0 | 0 | 0 | 0 | 0 | 0 | 0 | 0 | 0 | 0 | 0 | 0 | 0 | 0 | 0 | 0 | 0
naturalgas-only | August | weekend | 0 | 0 | 0 | 0 | 0 | 0 | 0 | 0 | 0 | 0 | 0 | 0 | 0 | 0 | 0 | 0 | 0 | 0 | 0 | 0 | 0 | 0 | 0 | 0
naturalgas-only | September | weekend | 0 | 0 | 0 | 0 | 0 | 0 | 0 | 0 | 0 | 0 | 0 | 0 | 0 | 0 | 0 | 0 | 0 | 0 | 0 | 0 | 0 | 0 | 0 | 0
naturalgas-only | October | weekend | 0 | 0 | 0 | 0 | 0 | 0 | 0 | 0 | 0 | 0 | 0 | 0 | 0 | 0 | 0 | 0 | 0 | 0 | 0 | 0 | 0 | 0 | 0 | 0
naturalgas-only | November | weekend | 0 | 0 | 0 | 0 | 0 | 0 | 0 | 0 | 0 | 0 | 0 | 0 | 0 | 0 | 0 | 0 | 0 | 0 | 0 | 0 | 0 | 0 | 0 | 0
naturalgas-only | December | weekend | 0 | 0 | 0 | 0 | 0 | 0 | 0 | 0 | 0 | 0 | 0 | 0 | 0 | 0 | 0 | 0 | 0 | 0 | 0 | 0 | 0 | 0 | 0 | 0

## LoadInput_N17_P
|  |  | 1 | 2 | 3 | 4 | 5 | 6 | 7 | 8 | 9 | 10 | 11 | 12 | 13 | 14 | 15 | 16 | 17 | 18 | 19 | 20 | 21 | 22 | 23 | 24
electricity-only | January | week | 0 | 0 | 0 | 0 | 0 | 0 | 0 | 0 | 0 | 0 | 0 | 0 | 0 | 0 | 0 | 0 | 0 | 0 | 0 | 0 | 0 | 0 | 0 | 0
electricity-only | February | week | 0 | 0 | 0 | 0 | 0 | 0 | 0 | 0 | 0 | 0 | 0 | 0 | 0 | 0 | 0 | 0 | 0 | 0 | 0 | 0 | 0 | 0 | 0 | 0
electricity-only | March | week | 0 | 0 | 0 | 0 | 0 | 0 | 0 | 0 | 0 | 0 | 0 | 0 | 0 | 0 | 0 | 0 | 0 | 0 | 0 | 0 | 0 | 0 | 0 | 0
electricity-only | April | week | 0 | 0 | 0 | 0 | 0 | 0 | 0 | 0 | 0 | 0 | 0 | 0 | 0 | 0 | 0 | 0 | 0 | 0 | 0 | 0 | 0 | 0 | 0 | 0
electricity-only | May | week | 0 | 0 | 0 | 0 | 0 | 0 | 0 | 0 | 0 | 0 | 0 | 0 | 0 | 0 | 0 | 0 | 0 | 0 | 0 | 0 | 0 | 0 | 0 | 0
electricity-only | June | week | 0 | 0 | 0 | 0 | 0 | 0 | 0 | 0 | 0 | 0 | 0 | 0 | 0 | 0 | 0 | 0 | 0 | 0 | 0 | 0 | 0 | 0 | 0 | 0
electricity-only | July | week | 0 | 0 | 0 | 0 | 0 | 0 | 0 | 0 | 0 | 0 | 0 | 0 | 0 | 0 | 0 | 0 | 0 | 0 | 0 | 0 | 0 | 0 | 0 | 0
electricity-only | August | week | 0 | 0 | 0 | 0 | 0 | 0 | 0 | 0 | 0 | 0 | 0 | 0 | 0 | 0 | 0 | 0 | 0 | 0 | 0 | 0 | 0 | 0 | 0 | 0
electricity-only | September | week | 0 | 0 | 0 | 0 | 0 | 0 | 0 | 0 | 0 | 0 | 0 | 0 | 0 | 0 | 0 | 0 | 0 | 0 | 0 | 0 | 0 | 0 | 0 | 0
electricity-only | October | week | 0 | 0 | 0 | 0 | 0 | 0 | 0 | 0 | 0 | 0 | 0 | 0 | 0 | 0 | 0 | 0 | 0 | 0 | 0 | 0 | 0 | 0 | 0 | 0
electricity-only | November | week | 0 | 0 | 0 | 0 | 0 | 0 | 0 | 0 | 0 | 0 | 0 | 0 | 0 | 0 | 0 | 0 | 0 | 0 | 0 | 0 | 0 | 0 | 0 | 0
electricity-only | December | week | 0 | 0 | 0 | 0 | 0 | 0 | 0 | 0 | 0 | 0 | 0 | 0 | 0 | 0 | 0 | 0 | 0 | 0 | 0 | 0 | 0 | 0 | 0 | 0
electricity-only | January | peak | 0 | 0 | 0 | 0 | 0 | 0 | 0 | 0 | 0 | 0 | 0 | 0 | 0 | 0 | 0 | 0 | 0 | 0 | 0 | 0 | 0 | 0 | 0 | 0
electricity-only | February | peak | 0 | 0 | 0 | 0 | 0 | 0 | 0 | 0 | 0 | 0 | 0 | 0 | 0 | 0 | 0 | 0 | 0 | 0 | 0 | 0 | 0 | 0 | 0 | 0
electricity-only | March | peak | 0 | 0 | 0 | 0 | 0 | 0 | 0 | 0 | 0 | 0 | 0 | 0 | 0 | 0 | 0 | 0 | 0 | 0 | 0 | 0 | 0 | 0 | 0 | 0
electricity-only | April | peak | 0 | 0 | 0 | 0 | 0 | 0 | 0 | 0 | 0 | 0 | 0 | 0 | 0 | 0 | 0 | 0 | 0 | 0 | 0 | 0 | 0 | 0 | 0 | 0
electricity-only | May | peak | 0 | 0 | 0 | 0 | 0 | 0 | 0 | 0 | 0 | 0 | 0 | 0 | 0 | 0 | 0 | 0 | 0 | 0 | 0 | 0 | 0 | 0 | 0 | 0
electricity-only | June | peak | 0 | 0 | 0 | 0 | 0 | 0 | 0 | 0 | 0 | 0 | 0 | 0 | 0 | 0 | 0 | 0 | 0 | 0 | 0 | 0 | 0 | 0 | 0 | 0
electricity-only | July | peak | 0 | 0 | 0 | 0 | 0 | 0 | 0 | 0 | 0 | 0 | 0 | 0 | 0 | 0 | 0 | 0 | 0 | 0 | 0 | 0 | 0 | 0 | 0 | 0
electricity-only | August | peak | 0 | 0 | 0 | 0 | 0 | 0 | 0 | 0 | 0 | 0 | 0 | 0 | 0 | 0 | 0 | 0 | 0 | 0 | 0 | 0 | 0 | 0 | 0 | 0
electricity-only | September | peak | 0 | 0 | 0 | 0 | 0 | 0 | 0 | 0 | 0 | 0 | 0 | 0 | 0 | 0 | 0 | 0 | 0 | 0 | 0 | 0 | 0 | 0 | 0 | 0
electricity-only | October | peak | 0 | 0 | 0 | 0 | 0 | 0 | 0 | 0 | 0 | 0 | 0 | 0 | 0 | 0 | 0 | 0 | 0 | 0 | 0 | 0 | 0 | 0 | 0 | 0
electricity-only | November | peak | 0 | 0 | 0 | 0 | 0 | 0 | 0 | 0 | 0 | 0 | 0 | 0 | 0 | 0 | 0 | 0 | 0 | 0 | 0 | 0 | 0 | 0 | 0 | 0
electricity-only | December | peak | 0 | 0 | 0 | 0 | 0 | 0 | 0 | 0 | 0 | 0 | 0 | 0 | 0 | 0 | 0 | 0 | 0 | 0 | 0 | 0 | 0 | 0 | 0 | 0
electricity-only | January | weekend | 0 | 0 | 0 | 0 | 0 | 0 | 0 | 0 | 0 | 0 | 0 | 0 | 0 | 0 | 0 | 0 | 0 | 0 | 0 | 0 | 0 | 0 | 0 | 0
electricity-only | February | weekend | 0 | 0 | 0 | 0 | 0 | 0 | 0 | 0 | 0 | 0 | 0 | 0 | 0 | 0 | 0 | 0 | 0 | 0 | 0 | 0 | 0 | 0 | 0 | 0
electricity-only | March | weekend | 0 | 0 | 0 | 0 | 0 | 0 | 0 | 0 | 0 | 0 | 0 | 0 | 0 | 0 | 0 | 0 | 0 | 0 | 0 | 0 | 0 | 0 | 0 | 0
electricity-only | April | weekend | 0 | 0 | 0 | 0 | 0 | 0 | 0 | 0 | 0 | 0 | 0 | 0 | 0 | 0 | 0 | 0 | 0 | 0 | 0 | 0 | 0 | 0 | 0 | 0
electricity-only | May | weekend | 0 | 0 | 0 | 0 | 0 | 0 | 0 | 0 | 0 | 0 | 0 | 0 | 0 | 0 | 0 | 0 | 0 | 0 | 0 | 0 | 0 | 0 | 0 | 0
electricity-only | June | weekend | 0 | 0 | 0 | 0 | 0 | 0 | 0 | 0 | 0 | 0 | 0 | 0 | 0 | 0 | 0 | 0 | 0 | 0 | 0 | 0 | 0 | 0 | 0 | 0
electricity-only | July | weekend | 0 | 0 | 0 | 0 | 0 | 0 | 0 | 0 | 0 | 0 | 0 | 0 | 0 | 0 | 0 | 0 | 0 | 0 | 0 | 0 | 0 | 0 | 0 | 0
electricity-only | August | weekend | 0 | 0 | 0 | 0 | 0 | 0 | 0 | 0 | 0 | 0 | 0 | 0 | 0 | 0 | 0 | 0 | 0 | 0 | 0 | 0 | 0 | 0 | 0 | 0
electricity-only | September | weekend | 0 | 0 | 0 | 0 | 0 | 0 | 0 | 0 | 0 | 0 | 0 | 0 | 0 | 0 | 0 | 0 | 0 | 0 | 0 | 0 | 0 | 0 | 0 | 0
electricity-only | October | weekend | 0 | 0 | 0 | 0 | 0 | 0 | 0 | 0 | 0 | 0 | 0 | 0 | 0 | 0 | 0 | 0 | 0 | 0 | 0 | 0 | 0 | 0 | 0 | 0
electricity-only | November | weekend | 0 | 0 | 0 | 0 | 0 | 0 | 0 | 0 | 0 | 0 | 0 | 0 | 0 | 0 | 0 | 0 | 0 | 0 | 0 | 0 | 0 | 0 | 0 | 0
electricity-only | December | weekend | 0 | 0 | 0 | 0 | 0 | 0 | 0 | 0 | 0 | 0 | 0 | 0 | 0 | 0 | 0 | 0 | 0 | 0 | 0 | 0 | 0 | 0 | 0 | 0
cooling | January | week | 0 | 0 | 0 | 0 | 0 | 0 | 0 | 0 | 0 | 0 | 0 | 0 | 0 | 0 | 0 | 0 | 0 | 0 | 0 | 0 | 0 | 0 | 0 | 0
cooling | February | week | 0 | 0 | 0 | 0 | 0 | 0 | 0 | 0 | 0 | 0 | 0 | 0 | 0 | 0 | 0 | 0 | 0 | 0 | 0 | 0 | 0 | 0 | 0 | 0
cooling | March | week | 0 | 0 | 0 | 0 | 0 | 0 | 0 | 0 | 0 | 0 | 0 | 0 | 0 | 0 | 0 | 0 | 0 | 0 | 0 | 0 | 0 | 0 | 0 | 0
cooling | April | week | 0 | 0 | 0 | 0 | 0 | 0 | 0 | 0 | 0 | 0 | 0 | 0 | 0 | 0 | 0 | 0 | 0 | 0 | 0 | 0 | 0 | 0 | 0 | 0
cooling | May | week | 0 | 0 | 0 | 0 | 0 | 0 | 0 | 0 | 0 | 0 | 0 | 0 | 0 | 0 | 0 | 0 | 0 | 0 | 0 | 0 | 0 | 0 | 0 | 0
cooling | June | week | 0 | 0 | 0 | 0 | 0 | 0 | 0 | 0 | 0 | 0 | 0 | 0 | 0 | 0 | 0 | 0 | 0 | 0 | 0 | 0 | 0 | 0 | 0 | 0
cooling | July | week | 0 | 0 | 0 | 0 | 0 | 0 | 0 | 0 | 0 | 0 | 0 | 0 | 0 | 0 | 0 | 0 | 0 | 0 | 0 | 0 | 0 | 0 | 0 | 0
cooling | August | week | 0 | 0 | 0 | 0 | 0 | 0 | 0 | 0 | 0 | 0 | 0 | 0 | 0 | 0 | 0 | 0 | 0 | 0 | 0 | 0 | 0 | 0 | 0 | 0
cooling | September | week | 0 | 0 | 0 | 0 | 0 | 0 | 0 | 0 | 0 | 0 | 0 | 0 | 0 | 0 | 0 | 0 | 0 | 0 | 0 | 0 | 0 | 0 | 0 | 0
cooling | October | week | 0 | 0 | 0 | 0 | 0 | 0 | 0 | 0 | 0 | 0 | 0 | 0 | 0 | 0 | 0 | 0 | 0 | 0 | 0 | 0 | 0 | 0 | 0 | 0
cooling | November | week | 0 | 0 | 0 | 0 | 0 | 0 | 0 | 0 | 0 | 0 | 0 | 0 | 0 | 0 | 0 | 0 | 0 | 0 | 0 | 0 | 0 | 0 | 0 | 0
cooling | December | week | 0 | 0 | 0 | 0 | 0 | 0 | 0 | 0 | 0 | 0 | 0 | 0 | 0 | 0 | 0 | 0 | 0 | 0 | 0 | 0 | 0 | 0 | 0 | 0
cooling | January | peak | 0 | 0 | 0 | 0 | 0 | 0 | 0 | 0 | 0 | 0 | 0 | 0 | 0 | 0 | 0 | 0 | 0 | 0 | 0 | 0 | 0 | 0 | 0 | 0
cooling | February | peak | 0 | 0 | 0 | 0 | 0 | 0 | 0 | 0 | 0 | 0 | 0 | 0 | 0 | 0 | 0 | 0 | 0 | 0 | 0 | 0 | 0 | 0 | 0 | 0
cooling | March | peak | 0 | 0 | 0 | 0 | 0 | 0 | 0 | 0 | 0 | 0 | 0 | 0 | 0 | 0 | 0 | 0 | 0 | 0 | 0 | 0 | 0 | 0 | 0 | 0
cooling | April | peak | 0 | 0 | 0 | 0 | 0 | 0 | 0 | 0 | 0 | 0 | 0 | 0 | 0 | 0 | 0 | 0 | 0 | 0 | 0 | 0 | 0 | 0 | 0 | 0
cooling | May | peak | 0 | 0 | 0 | 0 | 0 | 0 | 0 | 0 | 0 | 0 | 0 | 0 | 0 | 0 | 0 | 0 | 0 | 0 | 0 | 0 | 0 | 0 | 0 | 0
cooling | June | peak | 0 | 0 | 0 | 0 | 0 | 0 | 0 | 0 | 0 | 0 | 0 | 0 | 0 | 0 | 0 | 0 | 0 | 0 | 0 | 0 | 0 | 0 | 0 | 0
cooling | July | peak | 0 | 0 | 0 | 0 | 0 | 0 | 0 | 0 | 0 | 0 | 0 | 0 | 0 | 0 | 0 | 0 | 0 | 0 | 0 | 0 | 0 | 0 | 0 | 0
cooling | August | peak | 0 | 0 | 0 | 0 | 0 | 0 | 0 | 0 | 0 | 0 | 0 | 0 | 0 | 0 | 0 | 0 | 0 | 0 | 0 | 0 | 0 | 0 | 0 | 0
cooling | September | peak | 0 | 0 | 0 | 0 | 0 | 0 | 0 | 0 | 0 | 0 | 0 | 0 | 0 | 0 | 0 | 0 | 0 | 0 | 0 | 0 | 0 | 0 | 0 | 0
cooling | October | peak | 0 | 0 | 0 | 0 | 0 | 0 | 0 | 0 | 0 | 0 | 0 | 0 | 0 | 0 | 0 | 0 | 0 | 0 | 0 | 0 | 0 | 0 | 0 | 0
cooling | November | peak | 0 | 0 | 0 | 0 | 0 | 0 | 0 | 0 | 0 | 0 | 0 | 0 | 0 | 0 | 0 | 0 | 0 | 0 | 0 | 0 | 0 | 0 | 0 | 0
cooling | December | peak | 0 | 0 | 0 | 0 | 0 | 0 | 0 | 0 | 0 | 0 | 0 | 0 | 0 | 0 | 0 | 0 | 0 | 0 | 0 | 0 | 0 | 0 | 0 | 0
cooling | January | weekend | 0 | 0 | 0 | 0 | 0 | 0 | 0 | 0 | 0 | 0 | 0 | 0 | 0 | 0 | 0 | 0 | 0 | 0 | 0 | 0 | 0 | 0 | 0 | 0
cooling | February | weekend | 0 | 0 | 0 | 0 | 0 | 0 | 0 | 0 | 0 | 0 | 0 | 0 | 0 | 0 | 0 | 0 | 0 | 0 | 0 | 0 | 0 | 0 | 0 | 0
cooling | March | weekend | 0 | 0 | 0 | 0 | 0 | 0 | 0 | 0 | 0 | 0 | 0 | 0 | 0 | 0 | 0 | 0 | 0 | 0 | 0 | 0 | 0 | 0 | 0 | 0
cooling | April | weekend | 0 | 0 | 0 | 0 | 0 | 0 | 0 | 0 | 0 | 0 | 0 | 0 | 0 | 0 | 0 | 0 | 0 | 0 | 0 | 0 | 0 | 0 | 0 | 0
cooling | May | weekend | 0 | 0 | 0 | 0 | 0 | 0 | 0 | 0 | 0 | 0 | 0 | 0 | 0 | 0 | 0 | 0 | 0 | 0 | 0 | 0 | 0 | 0 | 0 | 0
cooling | June | weekend | 0 | 0 | 0 | 0 | 0 | 0 | 0 | 0 | 0 | 0 | 0 | 0 | 0 | 0 | 0 | 0 | 0 | 0 | 0 | 0 | 0 | 0 | 0 | 0
cooling | July | weekend | 0 | 0 | 0 | 0 | 0 | 0 | 0 | 0 | 0 | 0 | 0 | 0 | 0 | 0 | 0 | 0 | 0 | 0 | 0 | 0 | 0 | 0 | 0 | 0
cooling | August | weekend | 0 | 0 | 0 | 0 | 0 | 0 | 0 | 0 | 0 | 0 | 0 | 0 | 0 | 0 | 0 | 0 | 0 | 0 | 0 | 0 | 0 | 0 | 0 | 0
cooling | September | weekend | 0 | 0 | 0 | 0 | 0 | 0 | 0 | 0 | 0 | 0 | 0 | 0 | 0 | 0 | 0 | 0 | 0 | 0 | 0 | 0 | 0 | 0 | 0 | 0
cooling | October | weekend | 0 | 0 | 0 | 0 | 0 | 0 | 0 | 0 | 0 | 0 | 0 | 0 | 0 | 0 | 0 | 0 | 0 | 0 | 0 | 0 | 0 | 0 | 0 | 0
cooling | November | weekend | 0 | 0 | 0 | 0 | 0 | 0 | 0 | 0 | 0 | 0 | 0 | 0 | 0 | 0 | 0 | 0 | 0 | 0 | 0 | 0 | 0 | 0 | 0 | 0
cooling | December | weekend | 0 | 0 | 0 | 0 | 0 | 0 | 0 | 0 | 0 | 0 | 0 | 0 | 0 | 0 | 0 | 0 | 0 | 0 | 0 | 0 | 0 | 0 | 0 | 0
refrigeration | January | week | 0 | 0 | 0 | 0 | 0 | 0 | 0 | 0 | 0 | 0 | 0 | 0 | 0 | 0 | 0 | 0 | 0 | 0 | 0 | 0 | 0 | 0 | 0 | 0
refrigeration | February | week | 0 | 0 | 0 | 0 | 0 | 0 | 0 | 0 | 0 | 0 | 0 | 0 | 0 | 0 | 0 | 0 | 0 | 0 | 0 | 0 | 0 | 0 | 0 | 0
refrigeration | March | week | 0 | 0 | 0 | 0 | 0 | 0 | 0 | 0 | 0 | 0 | 0 | 0 | 0 | 0 | 0 | 0 | 0 | 0 | 0 | 0 | 0 | 0 | 0 | 0
refrigeration | April | week | 0 | 0 | 0 | 0 | 0 | 0 | 0 | 0 | 0 | 0 | 0 | 0 | 0 | 0 | 0 | 0 | 0 | 0 | 0 | 0 | 0 | 0 | 0 | 0
refrigeration | May | week | 0 | 0 | 0 | 0 | 0 | 0 | 0 | 0 | 0 | 0 | 0 | 0 | 0 | 0 | 0 | 0 | 0 | 0 | 0 | 0 | 0 | 0 | 0 | 0
refrigeration | June | week | 0 | 0 | 0 | 0 | 0 | 0 | 0 | 0 | 0 | 0 | 0 | 0 | 0 | 0 | 0 | 0 | 0 | 0 | 0 | 0 | 0 | 0 | 0 | 0
refrigeration | July | week | 0 | 0 | 0 | 0 | 0 | 0 | 0 | 0 | 0 | 0 | 0 | 0 | 0 | 0 | 0 | 0 | 0 | 0 | 0 | 0 | 0 | 0 | 0 | 0
refrigeration | August | week | 0 | 0 | 0 | 0 | 0 | 0 | 0 | 0 | 0 | 0 | 0 | 0 | 0 | 0 | 0 | 0 | 0 | 0 | 0 | 0 | 0 | 0 | 0 | 0
refrigeration | September | week | 0 | 0 | 0 | 0 | 0 | 0 | 0 | 0 | 0 | 0 | 0 | 0 | 0 | 0 | 0 | 0 | 0 | 0 | 0 | 0 | 0 | 0 | 0 | 0
refrigeration | October | week | 0 | 0 | 0 | 0 | 0 | 0 | 0 | 0 | 0 | 0 | 0 | 0 | 0 | 0 | 0 | 0 | 0 | 0 | 0 | 0 | 0 | 0 | 0 | 0
refrigeration | November | week | 0 | 0 | 0 | 0 | 0 | 0 | 0 | 0 | 0 | 0 | 0 | 0 | 0 | 0 | 0 | 0 | 0 | 0 | 0 | 0 | 0 | 0 | 0 | 0
refrigeration | December | week | 0 | 0 | 0 | 0 | 0 | 0 | 0 | 0 | 0 | 0 | 0 | 0 | 0 | 0 | 0 | 0 | 0 | 0 | 0 | 0 | 0 | 0 | 0 | 0
refrigeration | January | peak | 0 | 0 | 0 | 0 | 0 | 0 | 0 | 0 | 0 | 0 | 0 | 0 | 0 | 0 | 0 | 0 | 0 | 0 | 0 | 0 | 0 | 0 | 0 | 0
refrigeration | February | peak | 0 | 0 | 0 | 0 | 0 | 0 | 0 | 0 | 0 | 0 | 0 | 0 | 0 | 0 | 0 | 0 | 0 | 0 | 0 | 0 | 0 | 0 | 0 | 0
refrigeration | March | peak | 0 | 0 | 0 | 0 | 0 | 0 | 0 | 0 | 0 | 0 | 0 | 0 | 0 | 0 | 0 | 0 | 0 | 0 | 0 | 0 | 0 | 0 | 0 | 0
refrigeration | April | peak | 0 | 0 | 0 | 0 | 0 | 0 | 0 | 0 | 0 | 0 | 0 | 0 | 0 | 0 | 0 | 0 | 0 | 0 | 0 | 0 | 0 | 0 | 0 | 0
refrigeration | May | peak | 0 | 0 | 0 | 0 | 0 | 0 | 0 | 0 | 0 | 0 | 0 | 0 | 0 | 0 | 0 | 0 | 0 | 0 | 0 | 0 | 0 | 0 | 0 | 0
refrigeration | June | peak | 0 | 0 | 0 | 0 | 0 | 0 | 0 | 0 | 0 | 0 | 0 | 0 | 0 | 0 | 0 | 0 | 0 | 0 | 0 | 0 | 0 | 0 | 0 | 0
refrigeration | July | peak | 0 | 0 | 0 | 0 | 0 | 0 | 0 | 0 | 0 | 0 | 0 | 0 | 0 | 0 | 0 | 0 | 0 | 0 | 0 | 0 | 0 | 0 | 0 | 0
refrigeration | August | peak | 0 | 0 | 0 | 0 | 0 | 0 | 0 | 0 | 0 | 0 | 0 | 0 | 0 | 0 | 0 | 0 | 0 | 0 | 0 | 0 | 0 | 0 | 0 | 0
refrigeration | September | peak | 0 | 0 | 0 | 0 | 0 | 0 | 0 | 0 | 0 | 0 | 0 | 0 | 0 | 0 | 0 | 0 | 0 | 0 | 0 | 0 | 0 | 0 | 0 | 0
refrigeration | October | peak | 0 | 0 | 0 | 0 | 0 | 0 | 0 | 0 | 0 | 0 | 0 | 0 | 0 | 0 | 0 | 0 | 0 | 0 | 0 | 0 | 0 | 0 | 0 | 0
refrigeration | November | peak | 0 | 0 | 0 | 0 | 0 | 0 | 0 | 0 | 0 | 0 | 0 | 0 | 0 | 0 | 0 | 0 | 0 | 0 | 0 | 0 | 0 | 0 | 0 | 0
refrigeration | December | peak | 0 | 0 | 0 | 0 | 0 | 0 | 0 | 0 | 0 | 0 | 0 | 0 | 0 | 0 | 0 | 0 | 0 | 0 | 0 | 0 | 0 | 0 | 0 | 0
refrigeration | January | weekend | 0 | 0 | 0 | 0 | 0 | 0 | 0 | 0 | 0 | 0 | 0 | 0 | 0 | 0 | 0 | 0 | 0 | 0 | 0 | 0 | 0 | 0 | 0 | 0
refrigeration | February | weekend | 0 | 0 | 0 | 0 | 0 | 0 | 0 | 0 | 0 | 0 | 0 | 0 | 0 | 0 | 0 | 0 | 0 | 0 | 0 | 0 | 0 | 0 | 0 | 0
refrigeration | March | weekend | 0 | 0 | 0 | 0 | 0 | 0 | 0 | 0 | 0 | 0 | 0 | 0 | 0 | 0 | 0 | 0 | 0 | 0 | 0 | 0 | 0 | 0 | 0 | 0
refrigeration | April | weekend | 0 | 0 | 0 | 0 | 0 | 0 | 0 | 0 | 0 | 0 | 0 | 0 | 0 | 0 | 0 | 0 | 0 | 0 | 0 | 0 | 0 | 0 | 0 | 0
refrigeration | May | weekend | 0 | 0 | 0 | 0 | 0 | 0 | 0 | 0 | 0 | 0 | 0 | 0 | 0 | 0 | 0 | 0 | 0 | 0 | 0 | 0 | 0 | 0 | 0 | 0
refrigeration | June | weekend | 0 | 0 | 0 | 0 | 0 | 0 | 0 | 0 | 0 | 0 | 0 | 0 | 0 | 0 | 0 | 0 | 0 | 0 | 0 | 0 | 0 | 0 | 0 | 0
refrigeration | July | weekend | 0 | 0 | 0 | 0 | 0 | 0 | 0 | 0 | 0 | 0 | 0 | 0 | 0 | 0 | 0 | 0 | 0 | 0 | 0 | 0 | 0 | 0 | 0 | 0
refrigeration | August | weekend | 0 | 0 | 0 | 0 | 0 | 0 | 0 | 0 | 0 | 0 | 0 | 0 | 0 | 0 | 0 | 0 | 0 | 0 | 0 | 0 | 0 | 0 | 0 | 0
refrigeration | September | weekend | 0 | 0 | 0 | 0 | 0 | 0 | 0 | 0 | 0 | 0 | 0 | 0 | 0 | 0 | 0 | 0 | 0 | 0 | 0 | 0 | 0 | 0 | 0 | 0
refrigeration | October | weekend | 0 | 0 | 0 | 0 | 0 | 0 | 0 | 0 | 0 | 0 | 0 | 0 | 0 | 0 | 0 | 0 | 0 | 0 | 0 | 0 | 0 | 0 | 0 | 0
refrigeration | November | weekend | 0 | 0 | 0 | 0 | 0 | 0 | 0 | 0 | 0 | 0 | 0 | 0 | 0 | 0 | 0 | 0 | 0 | 0 | 0 | 0 | 0 | 0 | 0 | 0
refrigeration | December | weekend | 0 | 0 | 0 | 0 | 0 | 0 | 0 | 0 | 0 | 0 | 0 | 0 | 0 | 0 | 0 | 0 | 0 | 0 | 0 | 0 | 0 | 0 | 0 | 0
space-heating | January | week | 0 | 0 | 0 | 0 | 0 | 0 | 0 | 0 | 0 | 0 | 0 | 0 | 0 | 0 | 0 | 0 | 0 | 0 | 0 | 0 | 0 | 0 | 0 | 0
space-heating | February | week | 0 | 0 | 0 | 0 | 0 | 0 | 0 | 0 | 0 | 0 | 0 | 0 | 0 | 0 | 0 | 0 | 0 | 0 | 0 | 0 | 0 | 0 | 0 | 0
space-heating | March | week | 0 | 0 | 0 | 0 | 0 | 0 | 0 | 0 | 0 | 0 | 0 | 0 | 0 | 0 | 0 | 0 | 0 | 0 | 0 | 0 | 0 | 0 | 0 | 0
space-heating | April | week | 0 | 0 | 0 | 0 | 0 | 0 | 0 | 0 | 0 | 0 | 0 | 0 | 0 | 0 | 0 | 0 | 0 | 0 | 0 | 0 | 0 | 0 | 0 | 0
space-heating | May | week | 0 | 0 | 0 | 0 | 0 | 0 | 0 | 0 | 0 | 0 | 0 | 0 | 0 | 0 | 0 | 0 | 0 | 0 | 0 | 0 | 0 | 0 | 0 | 0
space-heating | June | week | 0 | 0 | 0 | 0 | 0 | 0 | 0 | 0 | 0 | 0 | 0 | 0 | 0 | 0 | 0 | 0 | 0 | 0 | 0 | 0 | 0 | 0 | 0 | 0
space-heating | July | week | 0 | 0 | 0 | 0 | 0 | 0 | 0 | 0 | 0 | 0 | 0 | 0 | 0 | 0 | 0 | 0 | 0 | 0 | 0 | 0 | 0 | 0 | 0 | 0
space-heating | August | week | 0 | 0 | 0 | 0 | 0 | 0 | 0 | 0 | 0 | 0 | 0 | 0 | 0 | 0 | 0 | 0 | 0 | 0 | 0 | 0 | 0 | 0 | 0 | 0
space-heating | September | week | 0 | 0 | 0 | 0 | 0 | 0 | 0 | 0 | 0 | 0 | 0 | 0 | 0 | 0 | 0 | 0 | 0 | 0 | 0 | 0 | 0 | 0 | 0 | 0
space-heating | October | week | 0 | 0 | 0 | 0 | 0 | 0 | 0 | 0 | 0 | 0 | 0 | 0 | 0 | 0 | 0 | 0 | 0 | 0 | 0 | 0 | 0 | 0 | 0 | 0
space-heating | November | week | 0 | 0 | 0 | 0 | 0 | 0 | 0 | 0 | 0 | 0 | 0 | 0 | 0 | 0 | 0 | 0 | 0 | 0 | 0 | 0 | 0 | 0 | 0 | 0
space-heating | December | week | 0 | 0 | 0 | 0 | 0 | 0 | 0 | 0 | 0 | 0 | 0 | 0 | 0 | 0 | 0 | 0 | 0 | 0 | 0 | 0 | 0 | 0 | 0 | 0
space-heating | January | peak | 0 | 0 | 0 | 0 | 0 | 0 | 0 | 0 | 0 | 0 | 0 | 0 | 0 | 0 | 0 | 0 | 0 | 0 | 0 | 0 | 0 | 0 | 0 | 0
space-heating | February | peak | 0 | 0 | 0 | 0 | 0 | 0 | 0 | 0 | 0 | 0 | 0 | 0 | 0 | 0 | 0 | 0 | 0 | 0 | 0 | 0 | 0 | 0 | 0 | 0
space-heating | March | peak | 0 | 0 | 0 | 0 | 0 | 0 | 0 | 0 | 0 | 0 | 0 | 0 | 0 | 0 | 0 | 0 | 0 | 0 | 0 | 0 | 0 | 0 | 0 | 0
space-heating | April | peak | 0 | 0 | 0 | 0 | 0 | 0 | 0 | 0 | 0 | 0 | 0 | 0 | 0 | 0 | 0 | 0 | 0 | 0 | 0 | 0 | 0 | 0 | 0 | 0
space-heating | May | peak | 0 | 0 | 0 | 0 | 0 | 0 | 0 | 0 | 0 | 0 | 0 | 0 | 0 | 0 | 0 | 0 | 0 | 0 | 0 | 0 | 0 | 0 | 0 | 0
space-heating | June | peak | 0 | 0 | 0 | 0 | 0 | 0 | 0 | 0 | 0 | 0 | 0 | 0 | 0 | 0 | 0 | 0 | 0 | 0 | 0 | 0 | 0 | 0 | 0 | 0
space-heating | July | peak | 0 | 0 | 0 | 0 | 0 | 0 | 0 | 0 | 0 | 0 | 0 | 0 | 0 | 0 | 0 | 0 | 0 | 0 | 0 | 0 | 0 | 0 | 0 | 0
space-heating | August | peak | 0 | 0 | 0 | 0 | 0 | 0 | 0 | 0 | 0 | 0 | 0 | 0 | 0 | 0 | 0 | 0 | 0 | 0 | 0 | 0 | 0 | 0 | 0 | 0
space-heating | September | peak | 0 | 0 | 0 | 0 | 0 | 0 | 0 | 0 | 0 | 0 | 0 | 0 | 0 | 0 | 0 | 0 | 0 | 0 | 0 | 0 | 0 | 0 | 0 | 0
space-heating | October | peak | 0 | 0 | 0 | 0 | 0 | 0 | 0 | 0 | 0 | 0 | 0 | 0 | 0 | 0 | 0 | 0 | 0 | 0 | 0 | 0 | 0 | 0 | 0 | 0
space-heating | November | peak | 0 | 0 | 0 | 0 | 0 | 0 | 0 | 0 | 0 | 0 | 0 | 0 | 0 | 0 | 0 | 0 | 0 | 0 | 0 | 0 | 0 | 0 | 0 | 0
space-heating | December | peak | 0 | 0 | 0 | 0 | 0 | 0 | 0 | 0 | 0 | 0 | 0 | 0 | 0 | 0 | 0 | 0 | 0 | 0 | 0 | 0 | 0 | 0 | 0 | 0
space-heating | January | weekend | 0 | 0 | 0 | 0 | 0 | 0 | 0 | 0 | 0 | 0 | 0 | 0 | 0 | 0 | 0 | 0 | 0 | 0 | 0 | 0 | 0 | 0 | 0 | 0
space-heating | February | weekend | 0 | 0 | 0 | 0 | 0 | 0 | 0 | 0 | 0 | 0 | 0 | 0 | 0 | 0 | 0 | 0 | 0 | 0 | 0 | 0 | 0 | 0 | 0 | 0
space-heating | March | weekend | 0 | 0 | 0 | 0 | 0 | 0 | 0 | 0 | 0 | 0 | 0 | 0 | 0 | 0 | 0 | 0 | 0 | 0 | 0 | 0 | 0 | 0 | 0 | 0
space-heating | April | weekend | 0 | 0 | 0 | 0 | 0 | 0 | 0 | 0 | 0 | 0 | 0 | 0 | 0 | 0 | 0 | 0 | 0 | 0 | 0 | 0 | 0 | 0 | 0 | 0
space-heating | May | weekend | 0 | 0 | 0 | 0 | 0 | 0 | 0 | 0 | 0 | 0 | 0 | 0 | 0 | 0 | 0 | 0 | 0 | 0 | 0 | 0 | 0 | 0 | 0 | 0
space-heating | June | weekend | 0 | 0 | 0 | 0 | 0 | 0 | 0 | 0 | 0 | 0 | 0 | 0 | 0 | 0 | 0 | 0 | 0 | 0 | 0 | 0 | 0 | 0 | 0 | 0
space-heating | July | weekend | 0 | 0 | 0 | 0 | 0 | 0 | 0 | 0 | 0 | 0 | 0 | 0 | 0 | 0 | 0 | 0 | 0 | 0 | 0 | 0 | 0 | 0 | 0 | 0
space-heating | August | weekend | 0 | 0 | 0 | 0 | 0 | 0 | 0 | 0 | 0 | 0 | 0 | 0 | 0 | 0 | 0 | 0 | 0 | 0 | 0 | 0 | 0 | 0 | 0 | 0
space-heating | September | weekend | 0 | 0 | 0 | 0 | 0 | 0 | 0 | 0 | 0 | 0 | 0 | 0 | 0 | 0 | 0 | 0 | 0 | 0 | 0 | 0 | 0 | 0 | 0 | 0
space-heating | October | weekend | 0 | 0 | 0 | 0 | 0 | 0 | 0 | 0 | 0 | 0 | 0 | 0 | 0 | 0 | 0 | 0 | 0 | 0 | 0 | 0 | 0 | 0 | 0 | 0
space-heating | November | weekend | 0 | 0 | 0 | 0 | 0 | 0 | 0 | 0 | 0 | 0 | 0 | 0 | 0 | 0 | 0 | 0 | 0 | 0 | 0 | 0 | 0 | 0 | 0 | 0
space-heating | December | weekend | 0 | 0 | 0 | 0 | 0 | 0 | 0 | 0 | 0 | 0 | 0 | 0 | 0 | 0 | 0 | 0 | 0 | 0 | 0 | 0 | 0 | 0 | 0 | 0
water-heating | January | week | 0 | 0 | 0 | 0 | 0 | 0 | 0 | 0 | 0 | 0 | 0 | 0 | 0 | 0 | 0 | 0 | 0 | 0 | 0 | 0 | 0 | 0 | 0 | 0
water-heating | February | week | 0 | 0 | 0 | 0 | 0 | 0 | 0 | 0 | 0 | 0 | 0 | 0 | 0 | 0 | 0 | 0 | 0 | 0 | 0 | 0 | 0 | 0 | 0 | 0
water-heating | March | week | 0 | 0 | 0 | 0 | 0 | 0 | 0 | 0 | 0 | 0 | 0 | 0 | 0 | 0 | 0 | 0 | 0 | 0 | 0 | 0 | 0 | 0 | 0 | 0
water-heating | April | week | 0 | 0 | 0 | 0 | 0 | 0 | 0 | 0 | 0 | 0 | 0 | 0 | 0 | 0 | 0 | 0 | 0 | 0 | 0 | 0 | 0 | 0 | 0 | 0
water-heating | May | week | 0 | 0 | 0 | 0 | 0 | 0 | 0 | 0 | 0 | 0 | 0 | 0 | 0 | 0 | 0 | 0 | 0 | 0 | 0 | 0 | 0 | 0 | 0 | 0
water-heating | June | week | 0 | 0 | 0 | 0 | 0 | 0 | 0 | 0 | 0 | 0 | 0 | 0 | 0 | 0 | 0 | 0 | 0 | 0 | 0 | 0 | 0 | 0 | 0 | 0
water-heating | July | week | 0 | 0 | 0 | 0 | 0 | 0 | 0 | 0 | 0 | 0 | 0 | 0 | 0 | 0 | 0 | 0 | 0 | 0 | 0 | 0 | 0 | 0 | 0 | 0
water-heating | August | week | 0 | 0 | 0 | 0 | 0 | 0 | 0 | 0 | 0 | 0 | 0 | 0 | 0 | 0 | 0 | 0 | 0 | 0 | 0 | 0 | 0 | 0 | 0 | 0
water-heating | September | week | 0 | 0 | 0 | 0 | 0 | 0 | 0 | 0 | 0 | 0 | 0 | 0 | 0 | 0 | 0 | 0 | 0 | 0 | 0 | 0 | 0 | 0 | 0 | 0
water-heating | October | week | 0 | 0 | 0 | 0 | 0 | 0 | 0 | 0 | 0 | 0 | 0 | 0 | 0 | 0 | 0 | 0 | 0 | 0 | 0 | 0 | 0 | 0 | 0 | 0
water-heating | November | week | 0 | 0 | 0 | 0 | 0 | 0 | 0 | 0 | 0 | 0 | 0 | 0 | 0 | 0 | 0 | 0 | 0 | 0 | 0 | 0 | 0 | 0 | 0 | 0
water-heating | December | week | 0 | 0 | 0 | 0 | 0 | 0 | 0 | 0 | 0 | 0 | 0 | 0 | 0 | 0 | 0 | 0 | 0 | 0 | 0 | 0 | 0 | 0 | 0 | 0
water-heating | January | peak | 0 | 0 | 0 | 0 | 0 | 0 | 0 | 0 | 0 | 0 | 0 | 0 | 0 | 0 | 0 | 0 | 0 | 0 | 0 | 0 | 0 | 0 | 0 | 0
water-heating | February | peak | 0 | 0 | 0 | 0 | 0 | 0 | 0 | 0 | 0 | 0 | 0 | 0 | 0 | 0 | 0 | 0 | 0 | 0 | 0 | 0 | 0 | 0 | 0 | 0
water-heating | March | peak | 0 | 0 | 0 | 0 | 0 | 0 | 0 | 0 | 0 | 0 | 0 | 0 | 0 | 0 | 0 | 0 | 0 | 0 | 0 | 0 | 0 | 0 | 0 | 0
water-heating | April | peak | 0 | 0 | 0 | 0 | 0 | 0 | 0 | 0 | 0 | 0 | 0 | 0 | 0 | 0 | 0 | 0 | 0 | 0 | 0 | 0 | 0 | 0 | 0 | 0
water-heating | May | peak | 0 | 0 | 0 | 0 | 0 | 0 | 0 | 0 | 0 | 0 | 0 | 0 | 0 | 0 | 0 | 0 | 0 | 0 | 0 | 0 | 0 | 0 | 0 | 0
water-heating | June | peak | 0 | 0 | 0 | 0 | 0 | 0 | 0 | 0 | 0 | 0 | 0 | 0 | 0 | 0 | 0 | 0 | 0 | 0 | 0 | 0 | 0 | 0 | 0 | 0
water-heating | July | peak | 0 | 0 | 0 | 0 | 0 | 0 | 0 | 0 | 0 | 0 | 0 | 0 | 0 | 0 | 0 | 0 | 0 | 0 | 0 | 0 | 0 | 0 | 0 | 0
water-heating | August | peak | 0 | 0 | 0 | 0 | 0 | 0 | 0 | 0 | 0 | 0 | 0 | 0 | 0 | 0 | 0 | 0 | 0 | 0 | 0 | 0 | 0 | 0 | 0 | 0
water-heating | September | peak | 0 | 0 | 0 | 0 | 0 | 0 | 0 | 0 | 0 | 0 | 0 | 0 | 0 | 0 | 0 | 0 | 0 | 0 | 0 | 0 | 0 | 0 | 0 | 0
water-heating | October | peak | 0 | 0 | 0 | 0 | 0 | 0 | 0 | 0 | 0 | 0 | 0 | 0 | 0 | 0 | 0 | 0 | 0 | 0 | 0 | 0 | 0 | 0 | 0 | 0
water-heating | November | peak | 0 | 0 | 0 | 0 | 0 | 0 | 0 | 0 | 0 | 0 | 0 | 0 | 0 | 0 | 0 | 0 | 0 | 0 | 0 | 0 | 0 | 0 | 0 | 0
water-heating | December | peak | 0 | 0 | 0 | 0 | 0 | 0 | 0 | 0 | 0 | 0 | 0 | 0 | 0 | 0 | 0 | 0 | 0 | 0 | 0 | 0 | 0 | 0 | 0 | 0
water-heating | January | weekend | 0 | 0 | 0 | 0 | 0 | 0 | 0 | 0 | 0 | 0 | 0 | 0 | 0 | 0 | 0 | 0 | 0 | 0 | 0 | 0 | 0 | 0 | 0 | 0
water-heating | February | weekend | 0 | 0 | 0 | 0 | 0 | 0 | 0 | 0 | 0 | 0 | 0 | 0 | 0 | 0 | 0 | 0 | 0 | 0 | 0 | 0 | 0 | 0 | 0 | 0
water-heating | March | weekend | 0 | 0 | 0 | 0 | 0 | 0 | 0 | 0 | 0 | 0 | 0 | 0 | 0 | 0 | 0 | 0 | 0 | 0 | 0 | 0 | 0 | 0 | 0 | 0
water-heating | April | weekend | 0 | 0 | 0 | 0 | 0 | 0 | 0 | 0 | 0 | 0 | 0 | 0 | 0 | 0 | 0 | 0 | 0 | 0 | 0 | 0 | 0 | 0 | 0 | 0
water-heating | May | weekend | 0 | 0 | 0 | 0 | 0 | 0 | 0 | 0 | 0 | 0 | 0 | 0 | 0 | 0 | 0 | 0 | 0 | 0 | 0 | 0 | 0 | 0 | 0 | 0
water-heating | June | weekend | 0 | 0 | 0 | 0 | 0 | 0 | 0 | 0 | 0 | 0 | 0 | 0 | 0 | 0 | 0 | 0 | 0 | 0 | 0 | 0 | 0 | 0 | 0 | 0
water-heating | July | weekend | 0 | 0 | 0 | 0 | 0 | 0 | 0 | 0 | 0 | 0 | 0 | 0 | 0 | 0 | 0 | 0 | 0 | 0 | 0 | 0 | 0 | 0 | 0 | 0
water-heating | August | weekend | 0 | 0 | 0 | 0 | 0 | 0 | 0 | 0 | 0 | 0 | 0 | 0 | 0 | 0 | 0 | 0 | 0 | 0 | 0 | 0 | 0 | 0 | 0 | 0
water-heating | September | weekend | 0 | 0 | 0 | 0 | 0 | 0 | 0 | 0 | 0 | 0 | 0 | 0 | 0 | 0 | 0 | 0 | 0 | 0 | 0 | 0 | 0 | 0 | 0 | 0
water-heating | October | weekend | 0 | 0 | 0 | 0 | 0 | 0 | 0 | 0 | 0 | 0 | 0 | 0 | 0 | 0 | 0 | 0 | 0 | 0 | 0 | 0 | 0 | 0 | 0 | 0
water-heating | November | weekend | 0 | 0 | 0 | 0 | 0 | 0 | 0 | 0 | 0 | 0 | 0 | 0 | 0 | 0 | 0 | 0 | 0 | 0 | 0 | 0 | 0 | 0 | 0 | 0
water-heating | December | weekend | 0 | 0 | 0 | 0 | 0 | 0 | 0 | 0 | 0 | 0 | 0 | 0 | 0 | 0 | 0 | 0 | 0 | 0 | 0 | 0 | 0 | 0 | 0 | 0
naturalgas-only | January | week | 0 | 0 | 0 | 0 | 0 | 0 | 0 | 0 | 0 | 0 | 0 | 0 | 0 | 0 | 0 | 0 | 0 | 0 | 0 | 0 | 0 | 0 | 0 | 0
naturalgas-only | February | week | 0 | 0 | 0 | 0 | 0 | 0 | 0 | 0 | 0 | 0 | 0 | 0 | 0 | 0 | 0 | 0 | 0 | 0 | 0 | 0 | 0 | 0 | 0 | 0
naturalgas-only | March | week | 0 | 0 | 0 | 0 | 0 | 0 | 0 | 0 | 0 | 0 | 0 | 0 | 0 | 0 | 0 | 0 | 0 | 0 | 0 | 0 | 0 | 0 | 0 | 0
naturalgas-only | April | week | 0 | 0 | 0 | 0 | 0 | 0 | 0 | 0 | 0 | 0 | 0 | 0 | 0 | 0 | 0 | 0 | 0 | 0 | 0 | 0 | 0 | 0 | 0 | 0
naturalgas-only | May | week | 0 | 0 | 0 | 0 | 0 | 0 | 0 | 0 | 0 | 0 | 0 | 0 | 0 | 0 | 0 | 0 | 0 | 0 | 0 | 0 | 0 | 0 | 0 | 0
naturalgas-only | June | week | 0 | 0 | 0 | 0 | 0 | 0 | 0 | 0 | 0 | 0 | 0 | 0 | 0 | 0 | 0 | 0 | 0 | 0 | 0 | 0 | 0 | 0 | 0 | 0
naturalgas-only | July | week | 0 | 0 | 0 | 0 | 0 | 0 | 0 | 0 | 0 | 0 | 0 | 0 | 0 | 0 | 0 | 0 | 0 | 0 | 0 | 0 | 0 | 0 | 0 | 0
naturalgas-only | August | week | 0 | 0 | 0 | 0 | 0 | 0 | 0 | 0 | 0 | 0 | 0 | 0 | 0 | 0 | 0 | 0 | 0 | 0 | 0 | 0 | 0 | 0 | 0 | 0
naturalgas-only | September | week | 0 | 0 | 0 | 0 | 0 | 0 | 0 | 0 | 0 | 0 | 0 | 0 | 0 | 0 | 0 | 0 | 0 | 0 | 0 | 0 | 0 | 0 | 0 | 0
naturalgas-only | October | week | 0 | 0 | 0 | 0 | 0 | 0 | 0 | 0 | 0 | 0 | 0 | 0 | 0 | 0 | 0 | 0 | 0 | 0 | 0 | 0 | 0 | 0 | 0 | 0
naturalgas-only | November | week | 0 | 0 | 0 | 0 | 0 | 0 | 0 | 0 | 0 | 0 | 0 | 0 | 0 | 0 | 0 | 0 | 0 | 0 | 0 | 0 | 0 | 0 | 0 | 0
naturalgas-only | December | week | 0 | 0 | 0 | 0 | 0 | 0 | 0 | 0 | 0 | 0 | 0 | 0 | 0 | 0 | 0 | 0 | 0 | 0 | 0 | 0 | 0 | 0 | 0 | 0
naturalgas-only | January | peak | 0 | 0 | 0 | 0 | 0 | 0 | 0 | 0 | 0 | 0 | 0 | 0 | 0 | 0 | 0 | 0 | 0 | 0 | 0 | 0 | 0 | 0 | 0 | 0
naturalgas-only | February | peak | 0 | 0 | 0 | 0 | 0 | 0 | 0 | 0 | 0 | 0 | 0 | 0 | 0 | 0 | 0 | 0 | 0 | 0 | 0 | 0 | 0 | 0 | 0 | 0
naturalgas-only | March | peak | 0 | 0 | 0 | 0 | 0 | 0 | 0 | 0 | 0 | 0 | 0 | 0 | 0 | 0 | 0 | 0 | 0 | 0 | 0 | 0 | 0 | 0 | 0 | 0
naturalgas-only | April | peak | 0 | 0 | 0 | 0 | 0 | 0 | 0 | 0 | 0 | 0 | 0 | 0 | 0 | 0 | 0 | 0 | 0 | 0 | 0 | 0 | 0 | 0 | 0 | 0
naturalgas-only | May | peak | 0 | 0 | 0 | 0 | 0 | 0 | 0 | 0 | 0 | 0 | 0 | 0 | 0 | 0 | 0 | 0 | 0 | 0 | 0 | 0 | 0 | 0 | 0 | 0
naturalgas-only | June | peak | 0 | 0 | 0 | 0 | 0 | 0 | 0 | 0 | 0 | 0 | 0 | 0 | 0 | 0 | 0 | 0 | 0 | 0 | 0 | 0 | 0 | 0 | 0 | 0
naturalgas-only | July | peak | 0 | 0 | 0 | 0 | 0 | 0 | 0 | 0 | 0 | 0 | 0 | 0 | 0 | 0 | 0 | 0 | 0 | 0 | 0 | 0 | 0 | 0 | 0 | 0
naturalgas-only | August | peak | 0 | 0 | 0 | 0 | 0 | 0 | 0 | 0 | 0 | 0 | 0 | 0 | 0 | 0 | 0 | 0 | 0 | 0 | 0 | 0 | 0 | 0 | 0 | 0
naturalgas-only | September | peak | 0 | 0 | 0 | 0 | 0 | 0 | 0 | 0 | 0 | 0 | 0 | 0 | 0 | 0 | 0 | 0 | 0 | 0 | 0 | 0 | 0 | 0 | 0 | 0
naturalgas-only | October | peak | 0 | 0 | 0 | 0 | 0 | 0 | 0 | 0 | 0 | 0 | 0 | 0 | 0 | 0 | 0 | 0 | 0 | 0 | 0 | 0 | 0 | 0 | 0 | 0
naturalgas-only | November | peak | 0 | 0 | 0 | 0 | 0 | 0 | 0 | 0 | 0 | 0 | 0 | 0 | 0 | 0 | 0 | 0 | 0 | 0 | 0 | 0 | 0 | 0 | 0 | 0
naturalgas-only | December | peak | 0 | 0 | 0 | 0 | 0 | 0 | 0 | 0 | 0 | 0 | 0 | 0 | 0 | 0 | 0 | 0 | 0 | 0 | 0 | 0 | 0 | 0 | 0 | 0
naturalgas-only | January | weekend | 0 | 0 | 0 | 0 | 0 | 0 | 0 | 0 | 0 | 0 | 0 | 0 | 0 | 0 | 0 | 0 | 0 | 0 | 0 | 0 | 0 | 0 | 0 | 0
naturalgas-only | February | weekend | 0 | 0 | 0 | 0 | 0 | 0 | 0 | 0 | 0 | 0 | 0 | 0 | 0 | 0 | 0 | 0 | 0 | 0 | 0 | 0 | 0 | 0 | 0 | 0
naturalgas-only | March | weekend | 0 | 0 | 0 | 0 | 0 | 0 | 0 | 0 | 0 | 0 | 0 | 0 | 0 | 0 | 0 | 0 | 0 | 0 | 0 | 0 | 0 | 0 | 0 | 0
naturalgas-only | April | weekend | 0 | 0 | 0 | 0 | 0 | 0 | 0 | 0 | 0 | 0 | 0 | 0 | 0 | 0 | 0 | 0 | 0 | 0 | 0 | 0 | 0 | 0 | 0 | 0
naturalgas-only | May | weekend | 0 | 0 | 0 | 0 | 0 | 0 | 0 | 0 | 0 | 0 | 0 | 0 | 0 | 0 | 0 | 0 | 0 | 0 | 0 | 0 | 0 | 0 | 0 | 0
naturalgas-only | June | weekend | 0 | 0 | 0 | 0 | 0 | 0 | 0 | 0 | 0 | 0 | 0 | 0 | 0 | 0 | 0 | 0 | 0 | 0 | 0 | 0 | 0 | 0 | 0 | 0
naturalgas-only | July | weekend | 0 | 0 | 0 | 0 | 0 | 0 | 0 | 0 | 0 | 0 | 0 | 0 | 0 | 0 | 0 | 0 | 0 | 0 | 0 | 0 | 0 | 0 | 0 | 0
naturalgas-only | August | weekend | 0 | 0 | 0 | 0 | 0 | 0 | 0 | 0 | 0 | 0 | 0 | 0 | 0 | 0 | 0 | 0 | 0 | 0 | 0 | 0 | 0 | 0 | 0 | 0
naturalgas-only | September | weekend | 0 | 0 | 0 | 0 | 0 | 0 | 0 | 0 | 0 | 0 | 0 | 0 | 0 | 0 | 0 | 0 | 0 | 0 | 0 | 0 | 0 | 0 | 0 | 0
naturalgas-only | October | weekend | 0 | 0 | 0 | 0 | 0 | 0 | 0 | 0 | 0 | 0 | 0 | 0 | 0 | 0 | 0 | 0 | 0 | 0 | 0 | 0 | 0 | 0 | 0 | 0
naturalgas-only | November | weekend | 0 | 0 | 0 | 0 | 0 | 0 | 0 | 0 | 0 | 0 | 0 | 0 | 0 | 0 | 0 | 0 | 0 | 0 | 0 | 0 | 0 | 0 | 0 | 0
naturalgas-only | December | weekend | 0 | 0 | 0 | 0 | 0 | 0 | 0 | 0 | 0 | 0 | 0 | 0 | 0 | 0 | 0 | 0 | 0 | 0 | 0 | 0 | 0 | 0 | 0 | 0

## LoadInput_N18_P
|  |  | 1 | 2 | 3 | 4 | 5 | 6 | 7 | 8 | 9 | 10 | 11 | 12 | 13 | 14 | 15 | 16 | 17 | 18 | 19 | 20 | 21 | 22 | 23 | 24
electricity-only | January | week | 0 | 0 | 0 | 0 | 0 | 0 | 0 | 0 | 0 | 0 | 0 | 0 | 0 | 0 | 0 | 0 | 0 | 0 | 0 | 0 | 0 | 0 | 0 | 0
electricity-only | February | week | 0 | 0 | 0 | 0 | 0 | 0 | 0 | 0 | 0 | 0 | 0 | 0 | 0 | 0 | 0 | 0 | 0 | 0 | 0 | 0 | 0 | 0 | 0 | 0
electricity-only | March | week | 0 | 0 | 0 | 0 | 0 | 0 | 0 | 0 | 0 | 0 | 0 | 0 | 0 | 0 | 0 | 0 | 0 | 0 | 0 | 0 | 0 | 0 | 0 | 0
electricity-only | April | week | 0 | 0 | 0 | 0 | 0 | 0 | 0 | 0 | 0 | 0 | 0 | 0 | 0 | 0 | 0 | 0 | 0 | 0 | 0 | 0 | 0 | 0 | 0 | 0
electricity-only | May | week | 0 | 0 | 0 | 0 | 0 | 0 | 0 | 0 | 0 | 0 | 0 | 0 | 0 | 0 | 0 | 0 | 0 | 0 | 0 | 0 | 0 | 0 | 0 | 0
electricity-only | June | week | 0 | 0 | 0 | 0 | 0 | 0 | 0 | 0 | 0 | 0 | 0 | 0 | 0 | 0 | 0 | 0 | 0 | 0 | 0 | 0 | 0 | 0 | 0 | 0
electricity-only | July | week | 0 | 0 | 0 | 0 | 0 | 0 | 0 | 0 | 0 | 0 | 0 | 0 | 0 | 0 | 0 | 0 | 0 | 0 | 0 | 0 | 0 | 0 | 0 | 0
electricity-only | August | week | 0 | 0 | 0 | 0 | 0 | 0 | 0 | 0 | 0 | 0 | 0 | 0 | 0 | 0 | 0 | 0 | 0 | 0 | 0 | 0 | 0 | 0 | 0 | 0
electricity-only | September | week | 0 | 0 | 0 | 0 | 0 | 0 | 0 | 0 | 0 | 0 | 0 | 0 | 0 | 0 | 0 | 0 | 0 | 0 | 0 | 0 | 0 | 0 | 0 | 0
electricity-only | October | week | 0 | 0 | 0 | 0 | 0 | 0 | 0 | 0 | 0 | 0 | 0 | 0 | 0 | 0 | 0 | 0 | 0 | 0 | 0 | 0 | 0 | 0 | 0 | 0
electricity-only | November | week | 0 | 0 | 0 | 0 | 0 | 0 | 0 | 0 | 0 | 0 | 0 | 0 | 0 | 0 | 0 | 0 | 0 | 0 | 0 | 0 | 0 | 0 | 0 | 0
electricity-only | December | week | 0 | 0 | 0 | 0 | 0 | 0 | 0 | 0 | 0 | 0 | 0 | 0 | 0 | 0 | 0 | 0 | 0 | 0 | 0 | 0 | 0 | 0 | 0 | 0
electricity-only | January | peak | 0 | 0 | 0 | 0 | 0 | 0 | 0 | 0 | 0 | 0 | 0 | 0 | 0 | 0 | 0 | 0 | 0 | 0 | 0 | 0 | 0 | 0 | 0 | 0
electricity-only | February | peak | 0 | 0 | 0 | 0 | 0 | 0 | 0 | 0 | 0 | 0 | 0 | 0 | 0 | 0 | 0 | 0 | 0 | 0 | 0 | 0 | 0 | 0 | 0 | 0
electricity-only | March | peak | 0 | 0 | 0 | 0 | 0 | 0 | 0 | 0 | 0 | 0 | 0 | 0 | 0 | 0 | 0 | 0 | 0 | 0 | 0 | 0 | 0 | 0 | 0 | 0
electricity-only | April | peak | 0 | 0 | 0 | 0 | 0 | 0 | 0 | 0 | 0 | 0 | 0 | 0 | 0 | 0 | 0 | 0 | 0 | 0 | 0 | 0 | 0 | 0 | 0 | 0
electricity-only | May | peak | 0 | 0 | 0 | 0 | 0 | 0 | 0 | 0 | 0 | 0 | 0 | 0 | 0 | 0 | 0 | 0 | 0 | 0 | 0 | 0 | 0 | 0 | 0 | 0
electricity-only | June | peak | 0 | 0 | 0 | 0 | 0 | 0 | 0 | 0 | 0 | 0 | 0 | 0 | 0 | 0 | 0 | 0 | 0 | 0 | 0 | 0 | 0 | 0 | 0 | 0
electricity-only | July | peak | 0 | 0 | 0 | 0 | 0 | 0 | 0 | 0 | 0 | 0 | 0 | 0 | 0 | 0 | 0 | 0 | 0 | 0 | 0 | 0 | 0 | 0 | 0 | 0
electricity-only | August | peak | 0 | 0 | 0 | 0 | 0 | 0 | 0 | 0 | 0 | 0 | 0 | 0 | 0 | 0 | 0 | 0 | 0 | 0 | 0 | 0 | 0 | 0 | 0 | 0
electricity-only | September | peak | 0 | 0 | 0 | 0 | 0 | 0 | 0 | 0 | 0 | 0 | 0 | 0 | 0 | 0 | 0 | 0 | 0 | 0 | 0 | 0 | 0 | 0 | 0 | 0
electricity-only | October | peak | 0 | 0 | 0 | 0 | 0 | 0 | 0 | 0 | 0 | 0 | 0 | 0 | 0 | 0 | 0 | 0 | 0 | 0 | 0 | 0 | 0 | 0 | 0 | 0
electricity-only | November | peak | 0 | 0 | 0 | 0 | 0 | 0 | 0 | 0 | 0 | 0 | 0 | 0 | 0 | 0 | 0 | 0 | 0 | 0 | 0 | 0 | 0 | 0 | 0 | 0
electricity-only | December | peak | 0 | 0 | 0 | 0 | 0 | 0 | 0 | 0 | 0 | 0 | 0 | 0 | 0 | 0 | 0 | 0 | 0 | 0 | 0 | 0 | 0 | 0 | 0 | 0
electricity-only | January | weekend | 0 | 0 | 0 | 0 | 0 | 0 | 0 | 0 | 0 | 0 | 0 | 0 | 0 | 0 | 0 | 0 | 0 | 0 | 0 | 0 | 0 | 0 | 0 | 0
electricity-only | February | weekend | 0 | 0 | 0 | 0 | 0 | 0 | 0 | 0 | 0 | 0 | 0 | 0 | 0 | 0 | 0 | 0 | 0 | 0 | 0 | 0 | 0 | 0 | 0 | 0
electricity-only | March | weekend | 0 | 0 | 0 | 0 | 0 | 0 | 0 | 0 | 0 | 0 | 0 | 0 | 0 | 0 | 0 | 0 | 0 | 0 | 0 | 0 | 0 | 0 | 0 | 0
electricity-only | April | weekend | 0 | 0 | 0 | 0 | 0 | 0 | 0 | 0 | 0 | 0 | 0 | 0 | 0 | 0 | 0 | 0 | 0 | 0 | 0 | 0 | 0 | 0 | 0 | 0
electricity-only | May | weekend | 0 | 0 | 0 | 0 | 0 | 0 | 0 | 0 | 0 | 0 | 0 | 0 | 0 | 0 | 0 | 0 | 0 | 0 | 0 | 0 | 0 | 0 | 0 | 0
electricity-only | June | weekend | 0 | 0 | 0 | 0 | 0 | 0 | 0 | 0 | 0 | 0 | 0 | 0 | 0 | 0 | 0 | 0 | 0 | 0 | 0 | 0 | 0 | 0 | 0 | 0
electricity-only | July | weekend | 0 | 0 | 0 | 0 | 0 | 0 | 0 | 0 | 0 | 0 | 0 | 0 | 0 | 0 | 0 | 0 | 0 | 0 | 0 | 0 | 0 | 0 | 0 | 0
electricity-only | August | weekend | 0 | 0 | 0 | 0 | 0 | 0 | 0 | 0 | 0 | 0 | 0 | 0 | 0 | 0 | 0 | 0 | 0 | 0 | 0 | 0 | 0 | 0 | 0 | 0
electricity-only | September | weekend | 0 | 0 | 0 | 0 | 0 | 0 | 0 | 0 | 0 | 0 | 0 | 0 | 0 | 0 | 0 | 0 | 0 | 0 | 0 | 0 | 0 | 0 | 0 | 0
electricity-only | October | weekend | 0 | 0 | 0 | 0 | 0 | 0 | 0 | 0 | 0 | 0 | 0 | 0 | 0 | 0 | 0 | 0 | 0 | 0 | 0 | 0 | 0 | 0 | 0 | 0
electricity-only | November | weekend | 0 | 0 | 0 | 0 | 0 | 0 | 0 | 0 | 0 | 0 | 0 | 0 | 0 | 0 | 0 | 0 | 0 | 0 | 0 | 0 | 0 | 0 | 0 | 0
electricity-only | December | weekend | 0 | 0 | 0 | 0 | 0 | 0 | 0 | 0 | 0 | 0 | 0 | 0 | 0 | 0 | 0 | 0 | 0 | 0 | 0 | 0 | 0 | 0 | 0 | 0
cooling | January | week | 0 | 0 | 0 | 0 | 0 | 0 | 0 | 0 | 0 | 0 | 0 | 0 | 0 | 0 | 0 | 0 | 0 | 0 | 0 | 0 | 0 | 0 | 0 | 0
cooling | February | week | 0 | 0 | 0 | 0 | 0 | 0 | 0 | 0 | 0 | 0 | 0 | 0 | 0 | 0 | 0 | 0 | 0 | 0 | 0 | 0 | 0 | 0 | 0 | 0
cooling | March | week | 0 | 0 | 0 | 0 | 0 | 0 | 0 | 0 | 0 | 0 | 0 | 0 | 0 | 0 | 0 | 0 | 0 | 0 | 0 | 0 | 0 | 0 | 0 | 0
cooling | April | week | 0 | 0 | 0 | 0 | 0 | 0 | 0 | 0 | 0 | 0 | 0 | 0 | 0 | 0 | 0 | 0 | 0 | 0 | 0 | 0 | 0 | 0 | 0 | 0
cooling | May | week | 0 | 0 | 0 | 0 | 0 | 0 | 0 | 0 | 0 | 0 | 0 | 0 | 0 | 0 | 0 | 0 | 0 | 0 | 0 | 0 | 0 | 0 | 0 | 0
cooling | June | week | 0 | 0 | 0 | 0 | 0 | 0 | 0 | 0 | 0 | 0 | 0 | 0 | 0 | 0 | 0 | 0 | 0 | 0 | 0 | 0 | 0 | 0 | 0 | 0
cooling | July | week | 0 | 0 | 0 | 0 | 0 | 0 | 0 | 0 | 0 | 0 | 0 | 0 | 0 | 0 | 0 | 0 | 0 | 0 | 0 | 0 | 0 | 0 | 0 | 0
cooling | August | week | 0 | 0 | 0 | 0 | 0 | 0 | 0 | 0 | 0 | 0 | 0 | 0 | 0 | 0 | 0 | 0 | 0 | 0 | 0 | 0 | 0 | 0 | 0 | 0
cooling | September | week | 0 | 0 | 0 | 0 | 0 | 0 | 0 | 0 | 0 | 0 | 0 | 0 | 0 | 0 | 0 | 0 | 0 | 0 | 0 | 0 | 0 | 0 | 0 | 0
cooling | October | week | 0 | 0 | 0 | 0 | 0 | 0 | 0 | 0 | 0 | 0 | 0 | 0 | 0 | 0 | 0 | 0 | 0 | 0 | 0 | 0 | 0 | 0 | 0 | 0
cooling | November | week | 0 | 0 | 0 | 0 | 0 | 0 | 0 | 0 | 0 | 0 | 0 | 0 | 0 | 0 | 0 | 0 | 0 | 0 | 0 | 0 | 0 | 0 | 0 | 0
cooling | December | week | 0 | 0 | 0 | 0 | 0 | 0 | 0 | 0 | 0 | 0 | 0 | 0 | 0 | 0 | 0 | 0 | 0 | 0 | 0 | 0 | 0 | 0 | 0 | 0
cooling | January | peak | 0 | 0 | 0 | 0 | 0 | 0 | 0 | 0 | 0 | 0 | 0 | 0 | 0 | 0 | 0 | 0 | 0 | 0 | 0 | 0 | 0 | 0 | 0 | 0
cooling | February | peak | 0 | 0 | 0 | 0 | 0 | 0 | 0 | 0 | 0 | 0 | 0 | 0 | 0 | 0 | 0 | 0 | 0 | 0 | 0 | 0 | 0 | 0 | 0 | 0
cooling | March | peak | 0 | 0 | 0 | 0 | 0 | 0 | 0 | 0 | 0 | 0 | 0 | 0 | 0 | 0 | 0 | 0 | 0 | 0 | 0 | 0 | 0 | 0 | 0 | 0
cooling | April | peak | 0 | 0 | 0 | 0 | 0 | 0 | 0 | 0 | 0 | 0 | 0 | 0 | 0 | 0 | 0 | 0 | 0 | 0 | 0 | 0 | 0 | 0 | 0 | 0
cooling | May | peak | 0 | 0 | 0 | 0 | 0 | 0 | 0 | 0 | 0 | 0 | 0 | 0 | 0 | 0 | 0 | 0 | 0 | 0 | 0 | 0 | 0 | 0 | 0 | 0
cooling | June | peak | 0 | 0 | 0 | 0 | 0 | 0 | 0 | 0 | 0 | 0 | 0 | 0 | 0 | 0 | 0 | 0 | 0 | 0 | 0 | 0 | 0 | 0 | 0 | 0
cooling | July | peak | 0 | 0 | 0 | 0 | 0 | 0 | 0 | 0 | 0 | 0 | 0 | 0 | 0 | 0 | 0 | 0 | 0 | 0 | 0 | 0 | 0 | 0 | 0 | 0
cooling | August | peak | 0 | 0 | 0 | 0 | 0 | 0 | 0 | 0 | 0 | 0 | 0 | 0 | 0 | 0 | 0 | 0 | 0 | 0 | 0 | 0 | 0 | 0 | 0 | 0
cooling | September | peak | 0 | 0 | 0 | 0 | 0 | 0 | 0 | 0 | 0 | 0 | 0 | 0 | 0 | 0 | 0 | 0 | 0 | 0 | 0 | 0 | 0 | 0 | 0 | 0
cooling | October | peak | 0 | 0 | 0 | 0 | 0 | 0 | 0 | 0 | 0 | 0 | 0 | 0 | 0 | 0 | 0 | 0 | 0 | 0 | 0 | 0 | 0 | 0 | 0 | 0
cooling | November | peak | 0 | 0 | 0 | 0 | 0 | 0 | 0 | 0 | 0 | 0 | 0 | 0 | 0 | 0 | 0 | 0 | 0 | 0 | 0 | 0 | 0 | 0 | 0 | 0
cooling | December | peak | 0 | 0 | 0 | 0 | 0 | 0 | 0 | 0 | 0 | 0 | 0 | 0 | 0 | 0 | 0 | 0 | 0 | 0 | 0 | 0 | 0 | 0 | 0 | 0
cooling | January | weekend | 0 | 0 | 0 | 0 | 0 | 0 | 0 | 0 | 0 | 0 | 0 | 0 | 0 | 0 | 0 | 0 | 0 | 0 | 0 | 0 | 0 | 0 | 0 | 0
cooling | February | weekend | 0 | 0 | 0 | 0 | 0 | 0 | 0 | 0 | 0 | 0 | 0 | 0 | 0 | 0 | 0 | 0 | 0 | 0 | 0 | 0 | 0 | 0 | 0 | 0
cooling | March | weekend | 0 | 0 | 0 | 0 | 0 | 0 | 0 | 0 | 0 | 0 | 0 | 0 | 0 | 0 | 0 | 0 | 0 | 0 | 0 | 0 | 0 | 0 | 0 | 0
cooling | April | weekend | 0 | 0 | 0 | 0 | 0 | 0 | 0 | 0 | 0 | 0 | 0 | 0 | 0 | 0 | 0 | 0 | 0 | 0 | 0 | 0 | 0 | 0 | 0 | 0
cooling | May | weekend | 0 | 0 | 0 | 0 | 0 | 0 | 0 | 0 | 0 | 0 | 0 | 0 | 0 | 0 | 0 | 0 | 0 | 0 | 0 | 0 | 0 | 0 | 0 | 0
cooling | June | weekend | 0 | 0 | 0 | 0 | 0 | 0 | 0 | 0 | 0 | 0 | 0 | 0 | 0 | 0 | 0 | 0 | 0 | 0 | 0 | 0 | 0 | 0 | 0 | 0
cooling | July | weekend | 0 | 0 | 0 | 0 | 0 | 0 | 0 | 0 | 0 | 0 | 0 | 0 | 0 | 0 | 0 | 0 | 0 | 0 | 0 | 0 | 0 | 0 | 0 | 0
cooling | August | weekend | 0 | 0 | 0 | 0 | 0 | 0 | 0 | 0 | 0 | 0 | 0 | 0 | 0 | 0 | 0 | 0 | 0 | 0 | 0 | 0 | 0 | 0 | 0 | 0
cooling | September | weekend | 0 | 0 | 0 | 0 | 0 | 0 | 0 | 0 | 0 | 0 | 0 | 0 | 0 | 0 | 0 | 0 | 0 | 0 | 0 | 0 | 0 | 0 | 0 | 0
cooling | October | weekend | 0 | 0 | 0 | 0 | 0 | 0 | 0 | 0 | 0 | 0 | 0 | 0 | 0 | 0 | 0 | 0 | 0 | 0 | 0 | 0 | 0 | 0 | 0 | 0
cooling | November | weekend | 0 | 0 | 0 | 0 | 0 | 0 | 0 | 0 | 0 | 0 | 0 | 0 | 0 | 0 | 0 | 0 | 0 | 0 | 0 | 0 | 0 | 0 | 0 | 0
cooling | December | weekend | 0 | 0 | 0 | 0 | 0 | 0 | 0 | 0 | 0 | 0 | 0 | 0 | 0 | 0 | 0 | 0 | 0 | 0 | 0 | 0 | 0 | 0 | 0 | 0
refrigeration | January | week | 0 | 0 | 0 | 0 | 0 | 0 | 0 | 0 | 0 | 0 | 0 | 0 | 0 | 0 | 0 | 0 | 0 | 0 | 0 | 0 | 0 | 0 | 0 | 0
refrigeration | February | week | 0 | 0 | 0 | 0 | 0 | 0 | 0 | 0 | 0 | 0 | 0 | 0 | 0 | 0 | 0 | 0 | 0 | 0 | 0 | 0 | 0 | 0 | 0 | 0
refrigeration | March | week | 0 | 0 | 0 | 0 | 0 | 0 | 0 | 0 | 0 | 0 | 0 | 0 | 0 | 0 | 0 | 0 | 0 | 0 | 0 | 0 | 0 | 0 | 0 | 0
refrigeration | April | week | 0 | 0 | 0 | 0 | 0 | 0 | 0 | 0 | 0 | 0 | 0 | 0 | 0 | 0 | 0 | 0 | 0 | 0 | 0 | 0 | 0 | 0 | 0 | 0
refrigeration | May | week | 0 | 0 | 0 | 0 | 0 | 0 | 0 | 0 | 0 | 0 | 0 | 0 | 0 | 0 | 0 | 0 | 0 | 0 | 0 | 0 | 0 | 0 | 0 | 0
refrigeration | June | week | 0 | 0 | 0 | 0 | 0 | 0 | 0 | 0 | 0 | 0 | 0 | 0 | 0 | 0 | 0 | 0 | 0 | 0 | 0 | 0 | 0 | 0 | 0 | 0
refrigeration | July | week | 0 | 0 | 0 | 0 | 0 | 0 | 0 | 0 | 0 | 0 | 0 | 0 | 0 | 0 | 0 | 0 | 0 | 0 | 0 | 0 | 0 | 0 | 0 | 0
refrigeration | August | week | 0 | 0 | 0 | 0 | 0 | 0 | 0 | 0 | 0 | 0 | 0 | 0 | 0 | 0 | 0 | 0 | 0 | 0 | 0 | 0 | 0 | 0 | 0 | 0
refrigeration | September | week | 0 | 0 | 0 | 0 | 0 | 0 | 0 | 0 | 0 | 0 | 0 | 0 | 0 | 0 | 0 | 0 | 0 | 0 | 0 | 0 | 0 | 0 | 0 | 0
refrigeration | October | week | 0 | 0 | 0 | 0 | 0 | 0 | 0 | 0 | 0 | 0 | 0 | 0 | 0 | 0 | 0 | 0 | 0 | 0 | 0 | 0 | 0 | 0 | 0 | 0
refrigeration | November | week | 0 | 0 | 0 | 0 | 0 | 0 | 0 | 0 | 0 | 0 | 0 | 0 | 0 | 0 | 0 | 0 | 0 | 0 | 0 | 0 | 0 | 0 | 0 | 0
refrigeration | December | week | 0 | 0 | 0 | 0 | 0 | 0 | 0 | 0 | 0 | 0 | 0 | 0 | 0 | 0 | 0 | 0 | 0 | 0 | 0 | 0 | 0 | 0 | 0 | 0
refrigeration | January | peak | 0 | 0 | 0 | 0 | 0 | 0 | 0 | 0 | 0 | 0 | 0 | 0 | 0 | 0 | 0 | 0 | 0 | 0 | 0 | 0 | 0 | 0 | 0 | 0
refrigeration | February | peak | 0 | 0 | 0 | 0 | 0 | 0 | 0 | 0 | 0 | 0 | 0 | 0 | 0 | 0 | 0 | 0 | 0 | 0 | 0 | 0 | 0 | 0 | 0 | 0
refrigeration | March | peak | 0 | 0 | 0 | 0 | 0 | 0 | 0 | 0 | 0 | 0 | 0 | 0 | 0 | 0 | 0 | 0 | 0 | 0 | 0 | 0 | 0 | 0 | 0 | 0
refrigeration | April | peak | 0 | 0 | 0 | 0 | 0 | 0 | 0 | 0 | 0 | 0 | 0 | 0 | 0 | 0 | 0 | 0 | 0 | 0 | 0 | 0 | 0 | 0 | 0 | 0
refrigeration | May | peak | 0 | 0 | 0 | 0 | 0 | 0 | 0 | 0 | 0 | 0 | 0 | 0 | 0 | 0 | 0 | 0 | 0 | 0 | 0 | 0 | 0 | 0 | 0 | 0
refrigeration | June | peak | 0 | 0 | 0 | 0 | 0 | 0 | 0 | 0 | 0 | 0 | 0 | 0 | 0 | 0 | 0 | 0 | 0 | 0 | 0 | 0 | 0 | 0 | 0 | 0
refrigeration | July | peak | 0 | 0 | 0 | 0 | 0 | 0 | 0 | 0 | 0 | 0 | 0 | 0 | 0 | 0 | 0 | 0 | 0 | 0 | 0 | 0 | 0 | 0 | 0 | 0
refrigeration | August | peak | 0 | 0 | 0 | 0 | 0 | 0 | 0 | 0 | 0 | 0 | 0 | 0 | 0 | 0 | 0 | 0 | 0 | 0 | 0 | 0 | 0 | 0 | 0 | 0
refrigeration | September | peak | 0 | 0 | 0 | 0 | 0 | 0 | 0 | 0 | 0 | 0 | 0 | 0 | 0 | 0 | 0 | 0 | 0 | 0 | 0 | 0 | 0 | 0 | 0 | 0
refrigeration | October | peak | 0 | 0 | 0 | 0 | 0 | 0 | 0 | 0 | 0 | 0 | 0 | 0 | 0 | 0 | 0 | 0 | 0 | 0 | 0 | 0 | 0 | 0 | 0 | 0
refrigeration | November | peak | 0 | 0 | 0 | 0 | 0 | 0 | 0 | 0 | 0 | 0 | 0 | 0 | 0 | 0 | 0 | 0 | 0 | 0 | 0 | 0 | 0 | 0 | 0 | 0
refrigeration | December | peak | 0 | 0 | 0 | 0 | 0 | 0 | 0 | 0 | 0 | 0 | 0 | 0 | 0 | 0 | 0 | 0 | 0 | 0 | 0 | 0 | 0 | 0 | 0 | 0
refrigeration | January | weekend | 0 | 0 | 0 | 0 | 0 | 0 | 0 | 0 | 0 | 0 | 0 | 0 | 0 | 0 | 0 | 0 | 0 | 0 | 0 | 0 | 0 | 0 | 0 | 0
refrigeration | February | weekend | 0 | 0 | 0 | 0 | 0 | 0 | 0 | 0 | 0 | 0 | 0 | 0 | 0 | 0 | 0 | 0 | 0 | 0 | 0 | 0 | 0 | 0 | 0 | 0
refrigeration | March | weekend | 0 | 0 | 0 | 0 | 0 | 0 | 0 | 0 | 0 | 0 | 0 | 0 | 0 | 0 | 0 | 0 | 0 | 0 | 0 | 0 | 0 | 0 | 0 | 0
refrigeration | April | weekend | 0 | 0 | 0 | 0 | 0 | 0 | 0 | 0 | 0 | 0 | 0 | 0 | 0 | 0 | 0 | 0 | 0 | 0 | 0 | 0 | 0 | 0 | 0 | 0
refrigeration | May | weekend | 0 | 0 | 0 | 0 | 0 | 0 | 0 | 0 | 0 | 0 | 0 | 0 | 0 | 0 | 0 | 0 | 0 | 0 | 0 | 0 | 0 | 0 | 0 | 0
refrigeration | June | weekend | 0 | 0 | 0 | 0 | 0 | 0 | 0 | 0 | 0 | 0 | 0 | 0 | 0 | 0 | 0 | 0 | 0 | 0 | 0 | 0 | 0 | 0 | 0 | 0
refrigeration | July | weekend | 0 | 0 | 0 | 0 | 0 | 0 | 0 | 0 | 0 | 0 | 0 | 0 | 0 | 0 | 0 | 0 | 0 | 0 | 0 | 0 | 0 | 0 | 0 | 0
refrigeration | August | weekend | 0 | 0 | 0 | 0 | 0 | 0 | 0 | 0 | 0 | 0 | 0 | 0 | 0 | 0 | 0 | 0 | 0 | 0 | 0 | 0 | 0 | 0 | 0 | 0
refrigeration | September | weekend | 0 | 0 | 0 | 0 | 0 | 0 | 0 | 0 | 0 | 0 | 0 | 0 | 0 | 0 | 0 | 0 | 0 | 0 | 0 | 0 | 0 | 0 | 0 | 0
refrigeration | October | weekend | 0 | 0 | 0 | 0 | 0 | 0 | 0 | 0 | 0 | 0 | 0 | 0 | 0 | 0 | 0 | 0 | 0 | 0 | 0 | 0 | 0 | 0 | 0 | 0
refrigeration | November | weekend | 0 | 0 | 0 | 0 | 0 | 0 | 0 | 0 | 0 | 0 | 0 | 0 | 0 | 0 | 0 | 0 | 0 | 0 | 0 | 0 | 0 | 0 | 0 | 0
refrigeration | December | weekend | 0 | 0 | 0 | 0 | 0 | 0 | 0 | 0 | 0 | 0 | 0 | 0 | 0 | 0 | 0 | 0 | 0 | 0 | 0 | 0 | 0 | 0 | 0 | 0
space-heating | January | week | 0 | 0 | 0 | 0 | 0 | 0 | 0 | 0 | 0 | 0 | 0 | 0 | 0 | 0 | 0 | 0 | 0 | 0 | 0 | 0 | 0 | 0 | 0 | 0
space-heating | February | week | 0 | 0 | 0 | 0 | 0 | 0 | 0 | 0 | 0 | 0 | 0 | 0 | 0 | 0 | 0 | 0 | 0 | 0 | 0 | 0 | 0 | 0 | 0 | 0
space-heating | March | week | 0 | 0 | 0 | 0 | 0 | 0 | 0 | 0 | 0 | 0 | 0 | 0 | 0 | 0 | 0 | 0 | 0 | 0 | 0 | 0 | 0 | 0 | 0 | 0
space-heating | April | week | 0 | 0 | 0 | 0 | 0 | 0 | 0 | 0 | 0 | 0 | 0 | 0 | 0 | 0 | 0 | 0 | 0 | 0 | 0 | 0 | 0 | 0 | 0 | 0
space-heating | May | week | 0 | 0 | 0 | 0 | 0 | 0 | 0 | 0 | 0 | 0 | 0 | 0 | 0 | 0 | 0 | 0 | 0 | 0 | 0 | 0 | 0 | 0 | 0 | 0
space-heating | June | week | 0 | 0 | 0 | 0 | 0 | 0 | 0 | 0 | 0 | 0 | 0 | 0 | 0 | 0 | 0 | 0 | 0 | 0 | 0 | 0 | 0 | 0 | 0 | 0
space-heating | July | week | 0 | 0 | 0 | 0 | 0 | 0 | 0 | 0 | 0 | 0 | 0 | 0 | 0 | 0 | 0 | 0 | 0 | 0 | 0 | 0 | 0 | 0 | 0 | 0
space-heating | August | week | 0 | 0 | 0 | 0 | 0 | 0 | 0 | 0 | 0 | 0 | 0 | 0 | 0 | 0 | 0 | 0 | 0 | 0 | 0 | 0 | 0 | 0 | 0 | 0
space-heating | September | week | 0 | 0 | 0 | 0 | 0 | 0 | 0 | 0 | 0 | 0 | 0 | 0 | 0 | 0 | 0 | 0 | 0 | 0 | 0 | 0 | 0 | 0 | 0 | 0
space-heating | October | week | 0 | 0 | 0 | 0 | 0 | 0 | 0 | 0 | 0 | 0 | 0 | 0 | 0 | 0 | 0 | 0 | 0 | 0 | 0 | 0 | 0 | 0 | 0 | 0
space-heating | November | week | 0 | 0 | 0 | 0 | 0 | 0 | 0 | 0 | 0 | 0 | 0 | 0 | 0 | 0 | 0 | 0 | 0 | 0 | 0 | 0 | 0 | 0 | 0 | 0
space-heating | December | week | 0 | 0 | 0 | 0 | 0 | 0 | 0 | 0 | 0 | 0 | 0 | 0 | 0 | 0 | 0 | 0 | 0 | 0 | 0 | 0 | 0 | 0 | 0 | 0
space-heating | January | peak | 0 | 0 | 0 | 0 | 0 | 0 | 0 | 0 | 0 | 0 | 0 | 0 | 0 | 0 | 0 | 0 | 0 | 0 | 0 | 0 | 0 | 0 | 0 | 0
space-heating | February | peak | 0 | 0 | 0 | 0 | 0 | 0 | 0 | 0 | 0 | 0 | 0 | 0 | 0 | 0 | 0 | 0 | 0 | 0 | 0 | 0 | 0 | 0 | 0 | 0
space-heating | March | peak | 0 | 0 | 0 | 0 | 0 | 0 | 0 | 0 | 0 | 0 | 0 | 0 | 0 | 0 | 0 | 0 | 0 | 0 | 0 | 0 | 0 | 0 | 0 | 0
space-heating | April | peak | 0 | 0 | 0 | 0 | 0 | 0 | 0 | 0 | 0 | 0 | 0 | 0 | 0 | 0 | 0 | 0 | 0 | 0 | 0 | 0 | 0 | 0 | 0 | 0
space-heating | May | peak | 0 | 0 | 0 | 0 | 0 | 0 | 0 | 0 | 0 | 0 | 0 | 0 | 0 | 0 | 0 | 0 | 0 | 0 | 0 | 0 | 0 | 0 | 0 | 0
space-heating | June | peak | 0 | 0 | 0 | 0 | 0 | 0 | 0 | 0 | 0 | 0 | 0 | 0 | 0 | 0 | 0 | 0 | 0 | 0 | 0 | 0 | 0 | 0 | 0 | 0
space-heating | July | peak | 0 | 0 | 0 | 0 | 0 | 0 | 0 | 0 | 0 | 0 | 0 | 0 | 0 | 0 | 0 | 0 | 0 | 0 | 0 | 0 | 0 | 0 | 0 | 0
space-heating | August | peak | 0 | 0 | 0 | 0 | 0 | 0 | 0 | 0 | 0 | 0 | 0 | 0 | 0 | 0 | 0 | 0 | 0 | 0 | 0 | 0 | 0 | 0 | 0 | 0
space-heating | September | peak | 0 | 0 | 0 | 0 | 0 | 0 | 0 | 0 | 0 | 0 | 0 | 0 | 0 | 0 | 0 | 0 | 0 | 0 | 0 | 0 | 0 | 0 | 0 | 0
space-heating | October | peak | 0 | 0 | 0 | 0 | 0 | 0 | 0 | 0 | 0 | 0 | 0 | 0 | 0 | 0 | 0 | 0 | 0 | 0 | 0 | 0 | 0 | 0 | 0 | 0
space-heating | November | peak | 0 | 0 | 0 | 0 | 0 | 0 | 0 | 0 | 0 | 0 | 0 | 0 | 0 | 0 | 0 | 0 | 0 | 0 | 0 | 0 | 0 | 0 | 0 | 0
space-heating | December | peak | 0 | 0 | 0 | 0 | 0 | 0 | 0 | 0 | 0 | 0 | 0 | 0 | 0 | 0 | 0 | 0 | 0 | 0 | 0 | 0 | 0 | 0 | 0 | 0
space-heating | January | weekend | 0 | 0 | 0 | 0 | 0 | 0 | 0 | 0 | 0 | 0 | 0 | 0 | 0 | 0 | 0 | 0 | 0 | 0 | 0 | 0 | 0 | 0 | 0 | 0
space-heating | February | weekend | 0 | 0 | 0 | 0 | 0 | 0 | 0 | 0 | 0 | 0 | 0 | 0 | 0 | 0 | 0 | 0 | 0 | 0 | 0 | 0 | 0 | 0 | 0 | 0
space-heating | March | weekend | 0 | 0 | 0 | 0 | 0 | 0 | 0 | 0 | 0 | 0 | 0 | 0 | 0 | 0 | 0 | 0 | 0 | 0 | 0 | 0 | 0 | 0 | 0 | 0
space-heating | April | weekend | 0 | 0 | 0 | 0 | 0 | 0 | 0 | 0 | 0 | 0 | 0 | 0 | 0 | 0 | 0 | 0 | 0 | 0 | 0 | 0 | 0 | 0 | 0 | 0
space-heating | May | weekend | 0 | 0 | 0 | 0 | 0 | 0 | 0 | 0 | 0 | 0 | 0 | 0 | 0 | 0 | 0 | 0 | 0 | 0 | 0 | 0 | 0 | 0 | 0 | 0
space-heating | June | weekend | 0 | 0 | 0 | 0 | 0 | 0 | 0 | 0 | 0 | 0 | 0 | 0 | 0 | 0 | 0 | 0 | 0 | 0 | 0 | 0 | 0 | 0 | 0 | 0
space-heating | July | weekend | 0 | 0 | 0 | 0 | 0 | 0 | 0 | 0 | 0 | 0 | 0 | 0 | 0 | 0 | 0 | 0 | 0 | 0 | 0 | 0 | 0 | 0 | 0 | 0
space-heating | August | weekend | 0 | 0 | 0 | 0 | 0 | 0 | 0 | 0 | 0 | 0 | 0 | 0 | 0 | 0 | 0 | 0 | 0 | 0 | 0 | 0 | 0 | 0 | 0 | 0
space-heating | September | weekend | 0 | 0 | 0 | 0 | 0 | 0 | 0 | 0 | 0 | 0 | 0 | 0 | 0 | 0 | 0 | 0 | 0 | 0 | 0 | 0 | 0 | 0 | 0 | 0
space-heating | October | weekend | 0 | 0 | 0 | 0 | 0 | 0 | 0 | 0 | 0 | 0 | 0 | 0 | 0 | 0 | 0 | 0 | 0 | 0 | 0 | 0 | 0 | 0 | 0 | 0
space-heating | November | weekend | 0 | 0 | 0 | 0 | 0 | 0 | 0 | 0 | 0 | 0 | 0 | 0 | 0 | 0 | 0 | 0 | 0 | 0 | 0 | 0 | 0 | 0 | 0 | 0
space-heating | December | weekend | 0 | 0 | 0 | 0 | 0 | 0 | 0 | 0 | 0 | 0 | 0 | 0 | 0 | 0 | 0 | 0 | 0 | 0 | 0 | 0 | 0 | 0 | 0 | 0
water-heating | January | week | 0 | 0 | 0 | 0 | 0 | 0 | 0 | 0 | 0 | 0 | 0 | 0 | 0 | 0 | 0 | 0 | 0 | 0 | 0 | 0 | 0 | 0 | 0 | 0
water-heating | February | week | 0 | 0 | 0 | 0 | 0 | 0 | 0 | 0 | 0 | 0 | 0 | 0 | 0 | 0 | 0 | 0 | 0 | 0 | 0 | 0 | 0 | 0 | 0 | 0
water-heating | March | week | 0 | 0 | 0 | 0 | 0 | 0 | 0 | 0 | 0 | 0 | 0 | 0 | 0 | 0 | 0 | 0 | 0 | 0 | 0 | 0 | 0 | 0 | 0 | 0
water-heating | April | week | 0 | 0 | 0 | 0 | 0 | 0 | 0 | 0 | 0 | 0 | 0 | 0 | 0 | 0 | 0 | 0 | 0 | 0 | 0 | 0 | 0 | 0 | 0 | 0
water-heating | May | week | 0 | 0 | 0 | 0 | 0 | 0 | 0 | 0 | 0 | 0 | 0 | 0 | 0 | 0 | 0 | 0 | 0 | 0 | 0 | 0 | 0 | 0 | 0 | 0
water-heating | June | week | 0 | 0 | 0 | 0 | 0 | 0 | 0 | 0 | 0 | 0 | 0 | 0 | 0 | 0 | 0 | 0 | 0 | 0 | 0 | 0 | 0 | 0 | 0 | 0
water-heating | July | week | 0 | 0 | 0 | 0 | 0 | 0 | 0 | 0 | 0 | 0 | 0 | 0 | 0 | 0 | 0 | 0 | 0 | 0 | 0 | 0 | 0 | 0 | 0 | 0
water-heating | August | week | 0 | 0 | 0 | 0 | 0 | 0 | 0 | 0 | 0 | 0 | 0 | 0 | 0 | 0 | 0 | 0 | 0 | 0 | 0 | 0 | 0 | 0 | 0 | 0
water-heating | September | week | 0 | 0 | 0 | 0 | 0 | 0 | 0 | 0 | 0 | 0 | 0 | 0 | 0 | 0 | 0 | 0 | 0 | 0 | 0 | 0 | 0 | 0 | 0 | 0
water-heating | October | week | 0 | 0 | 0 | 0 | 0 | 0 | 0 | 0 | 0 | 0 | 0 | 0 | 0 | 0 | 0 | 0 | 0 | 0 | 0 | 0 | 0 | 0 | 0 | 0
water-heating | November | week | 0 | 0 | 0 | 0 | 0 | 0 | 0 | 0 | 0 | 0 | 0 | 0 | 0 | 0 | 0 | 0 | 0 | 0 | 0 | 0 | 0 | 0 | 0 | 0
water-heating | December | week | 0 | 0 | 0 | 0 | 0 | 0 | 0 | 0 | 0 | 0 | 0 | 0 | 0 | 0 | 0 | 0 | 0 | 0 | 0 | 0 | 0 | 0 | 0 | 0
water-heating | January | peak | 0 | 0 | 0 | 0 | 0 | 0 | 0 | 0 | 0 | 0 | 0 | 0 | 0 | 0 | 0 | 0 | 0 | 0 | 0 | 0 | 0 | 0 | 0 | 0
water-heating | February | peak | 0 | 0 | 0 | 0 | 0 | 0 | 0 | 0 | 0 | 0 | 0 | 0 | 0 | 0 | 0 | 0 | 0 | 0 | 0 | 0 | 0 | 0 | 0 | 0
water-heating | March | peak | 0 | 0 | 0 | 0 | 0 | 0 | 0 | 0 | 0 | 0 | 0 | 0 | 0 | 0 | 0 | 0 | 0 | 0 | 0 | 0 | 0 | 0 | 0 | 0
water-heating | April | peak | 0 | 0 | 0 | 0 | 0 | 0 | 0 | 0 | 0 | 0 | 0 | 0 | 0 | 0 | 0 | 0 | 0 | 0 | 0 | 0 | 0 | 0 | 0 | 0
water-heating | May | peak | 0 | 0 | 0 | 0 | 0 | 0 | 0 | 0 | 0 | 0 | 0 | 0 | 0 | 0 | 0 | 0 | 0 | 0 | 0 | 0 | 0 | 0 | 0 | 0
water-heating | June | peak | 0 | 0 | 0 | 0 | 0 | 0 | 0 | 0 | 0 | 0 | 0 | 0 | 0 | 0 | 0 | 0 | 0 | 0 | 0 | 0 | 0 | 0 | 0 | 0
water-heating | July | peak | 0 | 0 | 0 | 0 | 0 | 0 | 0 | 0 | 0 | 0 | 0 | 0 | 0 | 0 | 0 | 0 | 0 | 0 | 0 | 0 | 0 | 0 | 0 | 0
water-heating | August | peak | 0 | 0 | 0 | 0 | 0 | 0 | 0 | 0 | 0 | 0 | 0 | 0 | 0 | 0 | 0 | 0 | 0 | 0 | 0 | 0 | 0 | 0 | 0 | 0
water-heating | September | peak | 0 | 0 | 0 | 0 | 0 | 0 | 0 | 0 | 0 | 0 | 0 | 0 | 0 | 0 | 0 | 0 | 0 | 0 | 0 | 0 | 0 | 0 | 0 | 0
water-heating | October | peak | 0 | 0 | 0 | 0 | 0 | 0 | 0 | 0 | 0 | 0 | 0 | 0 | 0 | 0 | 0 | 0 | 0 | 0 | 0 | 0 | 0 | 0 | 0 | 0
water-heating | November | peak | 0 | 0 | 0 | 0 | 0 | 0 | 0 | 0 | 0 | 0 | 0 | 0 | 0 | 0 | 0 | 0 | 0 | 0 | 0 | 0 | 0 | 0 | 0 | 0
water-heating | December | peak | 0 | 0 | 0 | 0 | 0 | 0 | 0 | 0 | 0 | 0 | 0 | 0 | 0 | 0 | 0 | 0 | 0 | 0 | 0 | 0 | 0 | 0 | 0 | 0
water-heating | January | weekend | 0 | 0 | 0 | 0 | 0 | 0 | 0 | 0 | 0 | 0 | 0 | 0 | 0 | 0 | 0 | 0 | 0 | 0 | 0 | 0 | 0 | 0 | 0 | 0
water-heating | February | weekend | 0 | 0 | 0 | 0 | 0 | 0 | 0 | 0 | 0 | 0 | 0 | 0 | 0 | 0 | 0 | 0 | 0 | 0 | 0 | 0 | 0 | 0 | 0 | 0
water-heating | March | weekend | 0 | 0 | 0 | 0 | 0 | 0 | 0 | 0 | 0 | 0 | 0 | 0 | 0 | 0 | 0 | 0 | 0 | 0 | 0 | 0 | 0 | 0 | 0 | 0
water-heating | April | weekend | 0 | 0 | 0 | 0 | 0 | 0 | 0 | 0 | 0 | 0 | 0 | 0 | 0 | 0 | 0 | 0 | 0 | 0 | 0 | 0 | 0 | 0 | 0 | 0
water-heating | May | weekend | 0 | 0 | 0 | 0 | 0 | 0 | 0 | 0 | 0 | 0 | 0 | 0 | 0 | 0 | 0 | 0 | 0 | 0 | 0 | 0 | 0 | 0 | 0 | 0
water-heating | June | weekend | 0 | 0 | 0 | 0 | 0 | 0 | 0 | 0 | 0 | 0 | 0 | 0 | 0 | 0 | 0 | 0 | 0 | 0 | 0 | 0 | 0 | 0 | 0 | 0
water-heating | July | weekend | 0 | 0 | 0 | 0 | 0 | 0 | 0 | 0 | 0 | 0 | 0 | 0 | 0 | 0 | 0 | 0 | 0 | 0 | 0 | 0 | 0 | 0 | 0 | 0
water-heating | August | weekend | 0 | 0 | 0 | 0 | 0 | 0 | 0 | 0 | 0 | 0 | 0 | 0 | 0 | 0 | 0 | 0 | 0 | 0 | 0 | 0 | 0 | 0 | 0 | 0
water-heating | September | weekend | 0 | 0 | 0 | 0 | 0 | 0 | 0 | 0 | 0 | 0 | 0 | 0 | 0 | 0 | 0 | 0 | 0 | 0 | 0 | 0 | 0 | 0 | 0 | 0
water-heating | October | weekend | 0 | 0 | 0 | 0 | 0 | 0 | 0 | 0 | 0 | 0 | 0 | 0 | 0 | 0 | 0 | 0 | 0 | 0 | 0 | 0 | 0 | 0 | 0 | 0
water-heating | November | weekend | 0 | 0 | 0 | 0 | 0 | 0 | 0 | 0 | 0 | 0 | 0 | 0 | 0 | 0 | 0 | 0 | 0 | 0 | 0 | 0 | 0 | 0 | 0 | 0
water-heating | December | weekend | 0 | 0 | 0 | 0 | 0 | 0 | 0 | 0 | 0 | 0 | 0 | 0 | 0 | 0 | 0 | 0 | 0 | 0 | 0 | 0 | 0 | 0 | 0 | 0
naturalgas-only | January | week | 0 | 0 | 0 | 0 | 0 | 0 | 0 | 0 | 0 | 0 | 0 | 0 | 0 | 0 | 0 | 0 | 0 | 0 | 0 | 0 | 0 | 0 | 0 | 0
naturalgas-only | February | week | 0 | 0 | 0 | 0 | 0 | 0 | 0 | 0 | 0 | 0 | 0 | 0 | 0 | 0 | 0 | 0 | 0 | 0 | 0 | 0 | 0 | 0 | 0 | 0
naturalgas-only | March | week | 0 | 0 | 0 | 0 | 0 | 0 | 0 | 0 | 0 | 0 | 0 | 0 | 0 | 0 | 0 | 0 | 0 | 0 | 0 | 0 | 0 | 0 | 0 | 0
naturalgas-only | April | week | 0 | 0 | 0 | 0 | 0 | 0 | 0 | 0 | 0 | 0 | 0 | 0 | 0 | 0 | 0 | 0 | 0 | 0 | 0 | 0 | 0 | 0 | 0 | 0
naturalgas-only | May | week | 0 | 0 | 0 | 0 | 0 | 0 | 0 | 0 | 0 | 0 | 0 | 0 | 0 | 0 | 0 | 0 | 0 | 0 | 0 | 0 | 0 | 0 | 0 | 0
naturalgas-only | June | week | 0 | 0 | 0 | 0 | 0 | 0 | 0 | 0 | 0 | 0 | 0 | 0 | 0 | 0 | 0 | 0 | 0 | 0 | 0 | 0 | 0 | 0 | 0 | 0
naturalgas-only | July | week | 0 | 0 | 0 | 0 | 0 | 0 | 0 | 0 | 0 | 0 | 0 | 0 | 0 | 0 | 0 | 0 | 0 | 0 | 0 | 0 | 0 | 0 | 0 | 0
naturalgas-only | August | week | 0 | 0 | 0 | 0 | 0 | 0 | 0 | 0 | 0 | 0 | 0 | 0 | 0 | 0 | 0 | 0 | 0 | 0 | 0 | 0 | 0 | 0 | 0 | 0
naturalgas-only | September | week | 0 | 0 | 0 | 0 | 0 | 0 | 0 | 0 | 0 | 0 | 0 | 0 | 0 | 0 | 0 | 0 | 0 | 0 | 0 | 0 | 0 | 0 | 0 | 0
naturalgas-only | October | week | 0 | 0 | 0 | 0 | 0 | 0 | 0 | 0 | 0 | 0 | 0 | 0 | 0 | 0 | 0 | 0 | 0 | 0 | 0 | 0 | 0 | 0 | 0 | 0
naturalgas-only | November | week | 0 | 0 | 0 | 0 | 0 | 0 | 0 | 0 | 0 | 0 | 0 | 0 | 0 | 0 | 0 | 0 | 0 | 0 | 0 | 0 | 0 | 0 | 0 | 0
naturalgas-only | December | week | 0 | 0 | 0 | 0 | 0 | 0 | 0 | 0 | 0 | 0 | 0 | 0 | 0 | 0 | 0 | 0 | 0 | 0 | 0 | 0 | 0 | 0 | 0 | 0
naturalgas-only | January | peak | 0 | 0 | 0 | 0 | 0 | 0 | 0 | 0 | 0 | 0 | 0 | 0 | 0 | 0 | 0 | 0 | 0 | 0 | 0 | 0 | 0 | 0 | 0 | 0
naturalgas-only | February | peak | 0 | 0 | 0 | 0 | 0 | 0 | 0 | 0 | 0 | 0 | 0 | 0 | 0 | 0 | 0 | 0 | 0 | 0 | 0 | 0 | 0 | 0 | 0 | 0
naturalgas-only | March | peak | 0 | 0 | 0 | 0 | 0 | 0 | 0 | 0 | 0 | 0 | 0 | 0 | 0 | 0 | 0 | 0 | 0 | 0 | 0 | 0 | 0 | 0 | 0 | 0
naturalgas-only | April | peak | 0 | 0 | 0 | 0 | 0 | 0 | 0 | 0 | 0 | 0 | 0 | 0 | 0 | 0 | 0 | 0 | 0 | 0 | 0 | 0 | 0 | 0 | 0 | 0
naturalgas-only | May | peak | 0 | 0 | 0 | 0 | 0 | 0 | 0 | 0 | 0 | 0 | 0 | 0 | 0 | 0 | 0 | 0 | 0 | 0 | 0 | 0 | 0 | 0 | 0 | 0
naturalgas-only | June | peak | 0 | 0 | 0 | 0 | 0 | 0 | 0 | 0 | 0 | 0 | 0 | 0 | 0 | 0 | 0 | 0 | 0 | 0 | 0 | 0 | 0 | 0 | 0 | 0
naturalgas-only | July | peak | 0 | 0 | 0 | 0 | 0 | 0 | 0 | 0 | 0 | 0 | 0 | 0 | 0 | 0 | 0 | 0 | 0 | 0 | 0 | 0 | 0 | 0 | 0 | 0
naturalgas-only | August | peak | 0 | 0 | 0 | 0 | 0 | 0 | 0 | 0 | 0 | 0 | 0 | 0 | 0 | 0 | 0 | 0 | 0 | 0 | 0 | 0 | 0 | 0 | 0 | 0
naturalgas-only | September | peak | 0 | 0 | 0 | 0 | 0 | 0 | 0 | 0 | 0 | 0 | 0 | 0 | 0 | 0 | 0 | 0 | 0 | 0 | 0 | 0 | 0 | 0 | 0 | 0
naturalgas-only | October | peak | 0 | 0 | 0 | 0 | 0 | 0 | 0 | 0 | 0 | 0 | 0 | 0 | 0 | 0 | 0 | 0 | 0 | 0 | 0 | 0 | 0 | 0 | 0 | 0
naturalgas-only | November | peak | 0 | 0 | 0 | 0 | 0 | 0 | 0 | 0 | 0 | 0 | 0 | 0 | 0 | 0 | 0 | 0 | 0 | 0 | 0 | 0 | 0 | 0 | 0 | 0
naturalgas-only | December | peak | 0 | 0 | 0 | 0 | 0 | 0 | 0 | 0 | 0 | 0 | 0 | 0 | 0 | 0 | 0 | 0 | 0 | 0 | 0 | 0 | 0 | 0 | 0 | 0
naturalgas-only | January | weekend | 0 | 0 | 0 | 0 | 0 | 0 | 0 | 0 | 0 | 0 | 0 | 0 | 0 | 0 | 0 | 0 | 0 | 0 | 0 | 0 | 0 | 0 | 0 | 0
naturalgas-only | February | weekend | 0 | 0 | 0 | 0 | 0 | 0 | 0 | 0 | 0 | 0 | 0 | 0 | 0 | 0 | 0 | 0 | 0 | 0 | 0 | 0 | 0 | 0 | 0 | 0
naturalgas-only | March | weekend | 0 | 0 | 0 | 0 | 0 | 0 | 0 | 0 | 0 | 0 | 0 | 0 | 0 | 0 | 0 | 0 | 0 | 0 | 0 | 0 | 0 | 0 | 0 | 0
naturalgas-only | April | weekend | 0 | 0 | 0 | 0 | 0 | 0 | 0 | 0 | 0 | 0 | 0 | 0 | 0 | 0 | 0 | 0 | 0 | 0 | 0 | 0 | 0 | 0 | 0 | 0
naturalgas-only | May | weekend | 0 | 0 | 0 | 0 | 0 | 0 | 0 | 0 | 0 | 0 | 0 | 0 | 0 | 0 | 0 | 0 | 0 | 0 | 0 | 0 | 0 | 0 | 0 | 0
naturalgas-only | June | weekend | 0 | 0 | 0 | 0 | 0 | 0 | 0 | 0 | 0 | 0 | 0 | 0 | 0 | 0 | 0 | 0 | 0 | 0 | 0 | 0 | 0 | 0 | 0 | 0
naturalgas-only | July | weekend | 0 | 0 | 0 | 0 | 0 | 0 | 0 | 0 | 0 | 0 | 0 | 0 | 0 | 0 | 0 | 0 | 0 | 0 | 0 | 0 | 0 | 0 | 0 | 0
naturalgas-only | August | weekend | 0 | 0 | 0 | 0 | 0 | 0 | 0 | 0 | 0 | 0 | 0 | 0 | 0 | 0 | 0 | 0 | 0 | 0 | 0 | 0 | 0 | 0 | 0 | 0
naturalgas-only | September | weekend | 0 | 0 | 0 | 0 | 0 | 0 | 0 | 0 | 0 | 0 | 0 | 0 | 0 | 0 | 0 | 0 | 0 | 0 | 0 | 0 | 0 | 0 | 0 | 0
naturalgas-only | October | weekend | 0 | 0 | 0 | 0 | 0 | 0 | 0 | 0 | 0 | 0 | 0 | 0 | 0 | 0 | 0 | 0 | 0 | 0 | 0 | 0 | 0 | 0 | 0 | 0
naturalgas-only | November | weekend | 0 | 0 | 0 | 0 | 0 | 0 | 0 | 0 | 0 | 0 | 0 | 0 | 0 | 0 | 0 | 0 | 0 | 0 | 0 | 0 | 0 | 0 | 0 | 0
naturalgas-only | December | weekend | 0 | 0 | 0 | 0 | 0 | 0 | 0 | 0 | 0 | 0 | 0 | 0 | 0 | 0 | 0 | 0 | 0 | 0 | 0 | 0 | 0 | 0 | 0 | 0

## LoadInput_N19_P
|  |  | 1 | 2 | 3 | 4 | 5 | 6 | 7 | 8 | 9 | 10 | 11 | 12 | 13 | 14 | 15 | 16 | 17 | 18 | 19 | 20 | 21 | 22 | 23 | 24
electricity-only | January | week | 0 | 0 | 0 | 0 | 0 | 0 | 0 | 0 | 0 | 0 | 0 | 0 | 0 | 0 | 0 | 0 | 0 | 0 | 0 | 0 | 0 | 0 | 0 | 0
electricity-only | February | week | 0 | 0 | 0 | 0 | 0 | 0 | 0 | 0 | 0 | 0 | 0 | 0 | 0 | 0 | 0 | 0 | 0 | 0 | 0 | 0 | 0 | 0 | 0 | 0
electricity-only | March | week | 0 | 0 | 0 | 0 | 0 | 0 | 0 | 0 | 0 | 0 | 0 | 0 | 0 | 0 | 0 | 0 | 0 | 0 | 0 | 0 | 0 | 0 | 0 | 0
electricity-only | April | week | 0 | 0 | 0 | 0 | 0 | 0 | 0 | 0 | 0 | 0 | 0 | 0 | 0 | 0 | 0 | 0 | 0 | 0 | 0 | 0 | 0 | 0 | 0 | 0
electricity-only | May | week | 0 | 0 | 0 | 0 | 0 | 0 | 0 | 0 | 0 | 0 | 0 | 0 | 0 | 0 | 0 | 0 | 0 | 0 | 0 | 0 | 0 | 0 | 0 | 0
electricity-only | June | week | 0 | 0 | 0 | 0 | 0 | 0 | 0 | 0 | 0 | 0 | 0 | 0 | 0 | 0 | 0 | 0 | 0 | 0 | 0 | 0 | 0 | 0 | 0 | 0
electricity-only | July | week | 0 | 0 | 0 | 0 | 0 | 0 | 0 | 0 | 0 | 0 | 0 | 0 | 0 | 0 | 0 | 0 | 0 | 0 | 0 | 0 | 0 | 0 | 0 | 0
electricity-only | August | week | 0 | 0 | 0 | 0 | 0 | 0 | 0 | 0 | 0 | 0 | 0 | 0 | 0 | 0 | 0 | 0 | 0 | 0 | 0 | 0 | 0 | 0 | 0 | 0
electricity-only | September | week | 0 | 0 | 0 | 0 | 0 | 0 | 0 | 0 | 0 | 0 | 0 | 0 | 0 | 0 | 0 | 0 | 0 | 0 | 0 | 0 | 0 | 0 | 0 | 0
electricity-only | October | week | 0 | 0 | 0 | 0 | 0 | 0 | 0 | 0 | 0 | 0 | 0 | 0 | 0 | 0 | 0 | 0 | 0 | 0 | 0 | 0 | 0 | 0 | 0 | 0
electricity-only | November | week | 0 | 0 | 0 | 0 | 0 | 0 | 0 | 0 | 0 | 0 | 0 | 0 | 0 | 0 | 0 | 0 | 0 | 0 | 0 | 0 | 0 | 0 | 0 | 0
electricity-only | December | week | 0 | 0 | 0 | 0 | 0 | 0 | 0 | 0 | 0 | 0 | 0 | 0 | 0 | 0 | 0 | 0 | 0 | 0 | 0 | 0 | 0 | 0 | 0 | 0
electricity-only | January | peak | 0 | 0 | 0 | 0 | 0 | 0 | 0 | 0 | 0 | 0 | 0 | 0 | 0 | 0 | 0 | 0 | 0 | 0 | 0 | 0 | 0 | 0 | 0 | 0
electricity-only | February | peak | 0 | 0 | 0 | 0 | 0 | 0 | 0 | 0 | 0 | 0 | 0 | 0 | 0 | 0 | 0 | 0 | 0 | 0 | 0 | 0 | 0 | 0 | 0 | 0
electricity-only | March | peak | 0 | 0 | 0 | 0 | 0 | 0 | 0 | 0 | 0 | 0 | 0 | 0 | 0 | 0 | 0 | 0 | 0 | 0 | 0 | 0 | 0 | 0 | 0 | 0
electricity-only | April | peak | 0 | 0 | 0 | 0 | 0 | 0 | 0 | 0 | 0 | 0 | 0 | 0 | 0 | 0 | 0 | 0 | 0 | 0 | 0 | 0 | 0 | 0 | 0 | 0
electricity-only | May | peak | 0 | 0 | 0 | 0 | 0 | 0 | 0 | 0 | 0 | 0 | 0 | 0 | 0 | 0 | 0 | 0 | 0 | 0 | 0 | 0 | 0 | 0 | 0 | 0
electricity-only | June | peak | 0 | 0 | 0 | 0 | 0 | 0 | 0 | 0 | 0 | 0 | 0 | 0 | 0 | 0 | 0 | 0 | 0 | 0 | 0 | 0 | 0 | 0 | 0 | 0
electricity-only | July | peak | 0 | 0 | 0 | 0 | 0 | 0 | 0 | 0 | 0 | 0 | 0 | 0 | 0 | 0 | 0 | 0 | 0 | 0 | 0 | 0 | 0 | 0 | 0 | 0
electricity-only | August | peak | 0 | 0 | 0 | 0 | 0 | 0 | 0 | 0 | 0 | 0 | 0 | 0 | 0 | 0 | 0 | 0 | 0 | 0 | 0 | 0 | 0 | 0 | 0 | 0
electricity-only | September | peak | 0 | 0 | 0 | 0 | 0 | 0 | 0 | 0 | 0 | 0 | 0 | 0 | 0 | 0 | 0 | 0 | 0 | 0 | 0 | 0 | 0 | 0 | 0 | 0
electricity-only | October | peak | 0 | 0 | 0 | 0 | 0 | 0 | 0 | 0 | 0 | 0 | 0 | 0 | 0 | 0 | 0 | 0 | 0 | 0 | 0 | 0 | 0 | 0 | 0 | 0
electricity-only | November | peak | 0 | 0 | 0 | 0 | 0 | 0 | 0 | 0 | 0 | 0 | 0 | 0 | 0 | 0 | 0 | 0 | 0 | 0 | 0 | 0 | 0 | 0 | 0 | 0
electricity-only | December | peak | 0 | 0 | 0 | 0 | 0 | 0 | 0 | 0 | 0 | 0 | 0 | 0 | 0 | 0 | 0 | 0 | 0 | 0 | 0 | 0 | 0 | 0 | 0 | 0
electricity-only | January | weekend | 0 | 0 | 0 | 0 | 0 | 0 | 0 | 0 | 0 | 0 | 0 | 0 | 0 | 0 | 0 | 0 | 0 | 0 | 0 | 0 | 0 | 0 | 0 | 0
electricity-only | February | weekend | 0 | 0 | 0 | 0 | 0 | 0 | 0 | 0 | 0 | 0 | 0 | 0 | 0 | 0 | 0 | 0 | 0 | 0 | 0 | 0 | 0 | 0 | 0 | 0
electricity-only | March | weekend | 0 | 0 | 0 | 0 | 0 | 0 | 0 | 0 | 0 | 0 | 0 | 0 | 0 | 0 | 0 | 0 | 0 | 0 | 0 | 0 | 0 | 0 | 0 | 0
electricity-only | April | weekend | 0 | 0 | 0 | 0 | 0 | 0 | 0 | 0 | 0 | 0 | 0 | 0 | 0 | 0 | 0 | 0 | 0 | 0 | 0 | 0 | 0 | 0 | 0 | 0
electricity-only | May | weekend | 0 | 0 | 0 | 0 | 0 | 0 | 0 | 0 | 0 | 0 | 0 | 0 | 0 | 0 | 0 | 0 | 0 | 0 | 0 | 0 | 0 | 0 | 0 | 0
electricity-only | June | weekend | 0 | 0 | 0 | 0 | 0 | 0 | 0 | 0 | 0 | 0 | 0 | 0 | 0 | 0 | 0 | 0 | 0 | 0 | 0 | 0 | 0 | 0 | 0 | 0
electricity-only | July | weekend | 0 | 0 | 0 | 0 | 0 | 0 | 0 | 0 | 0 | 0 | 0 | 0 | 0 | 0 | 0 | 0 | 0 | 0 | 0 | 0 | 0 | 0 | 0 | 0
electricity-only | August | weekend | 0 | 0 | 0 | 0 | 0 | 0 | 0 | 0 | 0 | 0 | 0 | 0 | 0 | 0 | 0 | 0 | 0 | 0 | 0 | 0 | 0 | 0 | 0 | 0
electricity-only | September | weekend | 0 | 0 | 0 | 0 | 0 | 0 | 0 | 0 | 0 | 0 | 0 | 0 | 0 | 0 | 0 | 0 | 0 | 0 | 0 | 0 | 0 | 0 | 0 | 0
electricity-only | October | weekend | 0 | 0 | 0 | 0 | 0 | 0 | 0 | 0 | 0 | 0 | 0 | 0 | 0 | 0 | 0 | 0 | 0 | 0 | 0 | 0 | 0 | 0 | 0 | 0
electricity-only | November | weekend | 0 | 0 | 0 | 0 | 0 | 0 | 0 | 0 | 0 | 0 | 0 | 0 | 0 | 0 | 0 | 0 | 0 | 0 | 0 | 0 | 0 | 0 | 0 | 0
electricity-only | December | weekend | 0 | 0 | 0 | 0 | 0 | 0 | 0 | 0 | 0 | 0 | 0 | 0 | 0 | 0 | 0 | 0 | 0 | 0 | 0 | 0 | 0 | 0 | 0 | 0
cooling | January | week | 0 | 0 | 0 | 0 | 0 | 0 | 0 | 0 | 0 | 0 | 0 | 0 | 0 | 0 | 0 | 0 | 0 | 0 | 0 | 0 | 0 | 0 | 0 | 0
cooling | February | week | 0 | 0 | 0 | 0 | 0 | 0 | 0 | 0 | 0 | 0 | 0 | 0 | 0 | 0 | 0 | 0 | 0 | 0 | 0 | 0 | 0 | 0 | 0 | 0
cooling | March | week | 0 | 0 | 0 | 0 | 0 | 0 | 0 | 0 | 0 | 0 | 0 | 0 | 0 | 0 | 0 | 0 | 0 | 0 | 0 | 0 | 0 | 0 | 0 | 0
cooling | April | week | 0 | 0 | 0 | 0 | 0 | 0 | 0 | 0 | 0 | 0 | 0 | 0 | 0 | 0 | 0 | 0 | 0 | 0 | 0 | 0 | 0 | 0 | 0 | 0
cooling | May | week | 0 | 0 | 0 | 0 | 0 | 0 | 0 | 0 | 0 | 0 | 0 | 0 | 0 | 0 | 0 | 0 | 0 | 0 | 0 | 0 | 0 | 0 | 0 | 0
cooling | June | week | 0 | 0 | 0 | 0 | 0 | 0 | 0 | 0 | 0 | 0 | 0 | 0 | 0 | 0 | 0 | 0 | 0 | 0 | 0 | 0 | 0 | 0 | 0 | 0
cooling | July | week | 0 | 0 | 0 | 0 | 0 | 0 | 0 | 0 | 0 | 0 | 0 | 0 | 0 | 0 | 0 | 0 | 0 | 0 | 0 | 0 | 0 | 0 | 0 | 0
cooling | August | week | 0 | 0 | 0 | 0 | 0 | 0 | 0 | 0 | 0 | 0 | 0 | 0 | 0 | 0 | 0 | 0 | 0 | 0 | 0 | 0 | 0 | 0 | 0 | 0
cooling | September | week | 0 | 0 | 0 | 0 | 0 | 0 | 0 | 0 | 0 | 0 | 0 | 0 | 0 | 0 | 0 | 0 | 0 | 0 | 0 | 0 | 0 | 0 | 0 | 0
cooling | October | week | 0 | 0 | 0 | 0 | 0 | 0 | 0 | 0 | 0 | 0 | 0 | 0 | 0 | 0 | 0 | 0 | 0 | 0 | 0 | 0 | 0 | 0 | 0 | 0
cooling | November | week | 0 | 0 | 0 | 0 | 0 | 0 | 0 | 0 | 0 | 0 | 0 | 0 | 0 | 0 | 0 | 0 | 0 | 0 | 0 | 0 | 0 | 0 | 0 | 0
cooling | December | week | 0 | 0 | 0 | 0 | 0 | 0 | 0 | 0 | 0 | 0 | 0 | 0 | 0 | 0 | 0 | 0 | 0 | 0 | 0 | 0 | 0 | 0 | 0 | 0
cooling | January | peak | 0 | 0 | 0 | 0 | 0 | 0 | 0 | 0 | 0 | 0 | 0 | 0 | 0 | 0 | 0 | 0 | 0 | 0 | 0 | 0 | 0 | 0 | 0 | 0
cooling | February | peak | 0 | 0 | 0 | 0 | 0 | 0 | 0 | 0 | 0 | 0 | 0 | 0 | 0 | 0 | 0 | 0 | 0 | 0 | 0 | 0 | 0 | 0 | 0 | 0
cooling | March | peak | 0 | 0 | 0 | 0 | 0 | 0 | 0 | 0 | 0 | 0 | 0 | 0 | 0 | 0 | 0 | 0 | 0 | 0 | 0 | 0 | 0 | 0 | 0 | 0
cooling | April | peak | 0 | 0 | 0 | 0 | 0 | 0 | 0 | 0 | 0 | 0 | 0 | 0 | 0 | 0 | 0 | 0 | 0 | 0 | 0 | 0 | 0 | 0 | 0 | 0
cooling | May | peak | 0 | 0 | 0 | 0 | 0 | 0 | 0 | 0 | 0 | 0 | 0 | 0 | 0 | 0 | 0 | 0 | 0 | 0 | 0 | 0 | 0 | 0 | 0 | 0
cooling | June | peak | 0 | 0 | 0 | 0 | 0 | 0 | 0 | 0 | 0 | 0 | 0 | 0 | 0 | 0 | 0 | 0 | 0 | 0 | 0 | 0 | 0 | 0 | 0 | 0
cooling | July | peak | 0 | 0 | 0 | 0 | 0 | 0 | 0 | 0 | 0 | 0 | 0 | 0 | 0 | 0 | 0 | 0 | 0 | 0 | 0 | 0 | 0 | 0 | 0 | 0
cooling | August | peak | 0 | 0 | 0 | 0 | 0 | 0 | 0 | 0 | 0 | 0 | 0 | 0 | 0 | 0 | 0 | 0 | 0 | 0 | 0 | 0 | 0 | 0 | 0 | 0
cooling | September | peak | 0 | 0 | 0 | 0 | 0 | 0 | 0 | 0 | 0 | 0 | 0 | 0 | 0 | 0 | 0 | 0 | 0 | 0 | 0 | 0 | 0 | 0 | 0 | 0
cooling | October | peak | 0 | 0 | 0 | 0 | 0 | 0 | 0 | 0 | 0 | 0 | 0 | 0 | 0 | 0 | 0 | 0 | 0 | 0 | 0 | 0 | 0 | 0 | 0 | 0
cooling | November | peak | 0 | 0 | 0 | 0 | 0 | 0 | 0 | 0 | 0 | 0 | 0 | 0 | 0 | 0 | 0 | 0 | 0 | 0 | 0 | 0 | 0 | 0 | 0 | 0
cooling | December | peak | 0 | 0 | 0 | 0 | 0 | 0 | 0 | 0 | 0 | 0 | 0 | 0 | 0 | 0 | 0 | 0 | 0 | 0 | 0 | 0 | 0 | 0 | 0 | 0
cooling | January | weekend | 0 | 0 | 0 | 0 | 0 | 0 | 0 | 0 | 0 | 0 | 0 | 0 | 0 | 0 | 0 | 0 | 0 | 0 | 0 | 0 | 0 | 0 | 0 | 0
cooling | February | weekend | 0 | 0 | 0 | 0 | 0 | 0 | 0 | 0 | 0 | 0 | 0 | 0 | 0 | 0 | 0 | 0 | 0 | 0 | 0 | 0 | 0 | 0 | 0 | 0
cooling | March | weekend | 0 | 0 | 0 | 0 | 0 | 0 | 0 | 0 | 0 | 0 | 0 | 0 | 0 | 0 | 0 | 0 | 0 | 0 | 0 | 0 | 0 | 0 | 0 | 0
cooling | April | weekend | 0 | 0 | 0 | 0 | 0 | 0 | 0 | 0 | 0 | 0 | 0 | 0 | 0 | 0 | 0 | 0 | 0 | 0 | 0 | 0 | 0 | 0 | 0 | 0
cooling | May | weekend | 0 | 0 | 0 | 0 | 0 | 0 | 0 | 0 | 0 | 0 | 0 | 0 | 0 | 0 | 0 | 0 | 0 | 0 | 0 | 0 | 0 | 0 | 0 | 0
cooling | June | weekend | 0 | 0 | 0 | 0 | 0 | 0 | 0 | 0 | 0 | 0 | 0 | 0 | 0 | 0 | 0 | 0 | 0 | 0 | 0 | 0 | 0 | 0 | 0 | 0
cooling | July | weekend | 0 | 0 | 0 | 0 | 0 | 0 | 0 | 0 | 0 | 0 | 0 | 0 | 0 | 0 | 0 | 0 | 0 | 0 | 0 | 0 | 0 | 0 | 0 | 0
cooling | August | weekend | 0 | 0 | 0 | 0 | 0 | 0 | 0 | 0 | 0 | 0 | 0 | 0 | 0 | 0 | 0 | 0 | 0 | 0 | 0 | 0 | 0 | 0 | 0 | 0
cooling | September | weekend | 0 | 0 | 0 | 0 | 0 | 0 | 0 | 0 | 0 | 0 | 0 | 0 | 0 | 0 | 0 | 0 | 0 | 0 | 0 | 0 | 0 | 0 | 0 | 0
cooling | October | weekend | 0 | 0 | 0 | 0 | 0 | 0 | 0 | 0 | 0 | 0 | 0 | 0 | 0 | 0 | 0 | 0 | 0 | 0 | 0 | 0 | 0 | 0 | 0 | 0
cooling | November | weekend | 0 | 0 | 0 | 0 | 0 | 0 | 0 | 0 | 0 | 0 | 0 | 0 | 0 | 0 | 0 | 0 | 0 | 0 | 0 | 0 | 0 | 0 | 0 | 0
cooling | December | weekend | 0 | 0 | 0 | 0 | 0 | 0 | 0 | 0 | 0 | 0 | 0 | 0 | 0 | 0 | 0 | 0 | 0 | 0 | 0 | 0 | 0 | 0 | 0 | 0
refrigeration | January | week | 0 | 0 | 0 | 0 | 0 | 0 | 0 | 0 | 0 | 0 | 0 | 0 | 0 | 0 | 0 | 0 | 0 | 0 | 0 | 0 | 0 | 0 | 0 | 0
refrigeration | February | week | 0 | 0 | 0 | 0 | 0 | 0 | 0 | 0 | 0 | 0 | 0 | 0 | 0 | 0 | 0 | 0 | 0 | 0 | 0 | 0 | 0 | 0 | 0 | 0
refrigeration | March | week | 0 | 0 | 0 | 0 | 0 | 0 | 0 | 0 | 0 | 0 | 0 | 0 | 0 | 0 | 0 | 0 | 0 | 0 | 0 | 0 | 0 | 0 | 0 | 0
refrigeration | April | week | 0 | 0 | 0 | 0 | 0 | 0 | 0 | 0 | 0 | 0 | 0 | 0 | 0 | 0 | 0 | 0 | 0 | 0 | 0 | 0 | 0 | 0 | 0 | 0
refrigeration | May | week | 0 | 0 | 0 | 0 | 0 | 0 | 0 | 0 | 0 | 0 | 0 | 0 | 0 | 0 | 0 | 0 | 0 | 0 | 0 | 0 | 0 | 0 | 0 | 0
refrigeration | June | week | 0 | 0 | 0 | 0 | 0 | 0 | 0 | 0 | 0 | 0 | 0 | 0 | 0 | 0 | 0 | 0 | 0 | 0 | 0 | 0 | 0 | 0 | 0 | 0
refrigeration | July | week | 0 | 0 | 0 | 0 | 0 | 0 | 0 | 0 | 0 | 0 | 0 | 0 | 0 | 0 | 0 | 0 | 0 | 0 | 0 | 0 | 0 | 0 | 0 | 0
refrigeration | August | week | 0 | 0 | 0 | 0 | 0 | 0 | 0 | 0 | 0 | 0 | 0 | 0 | 0 | 0 | 0 | 0 | 0 | 0 | 0 | 0 | 0 | 0 | 0 | 0
refrigeration | September | week | 0 | 0 | 0 | 0 | 0 | 0 | 0 | 0 | 0 | 0 | 0 | 0 | 0 | 0 | 0 | 0 | 0 | 0 | 0 | 0 | 0 | 0 | 0 | 0
refrigeration | October | week | 0 | 0 | 0 | 0 | 0 | 0 | 0 | 0 | 0 | 0 | 0 | 0 | 0 | 0 | 0 | 0 | 0 | 0 | 0 | 0 | 0 | 0 | 0 | 0
refrigeration | November | week | 0 | 0 | 0 | 0 | 0 | 0 | 0 | 0 | 0 | 0 | 0 | 0 | 0 | 0 | 0 | 0 | 0 | 0 | 0 | 0 | 0 | 0 | 0 | 0
refrigeration | December | week | 0 | 0 | 0 | 0 | 0 | 0 | 0 | 0 | 0 | 0 | 0 | 0 | 0 | 0 | 0 | 0 | 0 | 0 | 0 | 0 | 0 | 0 | 0 | 0
refrigeration | January | peak | 0 | 0 | 0 | 0 | 0 | 0 | 0 | 0 | 0 | 0 | 0 | 0 | 0 | 0 | 0 | 0 | 0 | 0 | 0 | 0 | 0 | 0 | 0 | 0
refrigeration | February | peak | 0 | 0 | 0 | 0 | 0 | 0 | 0 | 0 | 0 | 0 | 0 | 0 | 0 | 0 | 0 | 0 | 0 | 0 | 0 | 0 | 0 | 0 | 0 | 0
refrigeration | March | peak | 0 | 0 | 0 | 0 | 0 | 0 | 0 | 0 | 0 | 0 | 0 | 0 | 0 | 0 | 0 | 0 | 0 | 0 | 0 | 0 | 0 | 0 | 0 | 0
refrigeration | April | peak | 0 | 0 | 0 | 0 | 0 | 0 | 0 | 0 | 0 | 0 | 0 | 0 | 0 | 0 | 0 | 0 | 0 | 0 | 0 | 0 | 0 | 0 | 0 | 0
refrigeration | May | peak | 0 | 0 | 0 | 0 | 0 | 0 | 0 | 0 | 0 | 0 | 0 | 0 | 0 | 0 | 0 | 0 | 0 | 0 | 0 | 0 | 0 | 0 | 0 | 0
refrigeration | June | peak | 0 | 0 | 0 | 0 | 0 | 0 | 0 | 0 | 0 | 0 | 0 | 0 | 0 | 0 | 0 | 0 | 0 | 0 | 0 | 0 | 0 | 0 | 0 | 0
refrigeration | July | peak | 0 | 0 | 0 | 0 | 0 | 0 | 0 | 0 | 0 | 0 | 0 | 0 | 0 | 0 | 0 | 0 | 0 | 0 | 0 | 0 | 0 | 0 | 0 | 0
refrigeration | August | peak | 0 | 0 | 0 | 0 | 0 | 0 | 0 | 0 | 0 | 0 | 0 | 0 | 0 | 0 | 0 | 0 | 0 | 0 | 0 | 0 | 0 | 0 | 0 | 0
refrigeration | September | peak | 0 | 0 | 0 | 0 | 0 | 0 | 0 | 0 | 0 | 0 | 0 | 0 | 0 | 0 | 0 | 0 | 0 | 0 | 0 | 0 | 0 | 0 | 0 | 0
refrigeration | October | peak | 0 | 0 | 0 | 0 | 0 | 0 | 0 | 0 | 0 | 0 | 0 | 0 | 0 | 0 | 0 | 0 | 0 | 0 | 0 | 0 | 0 | 0 | 0 | 0
refrigeration | November | peak | 0 | 0 | 0 | 0 | 0 | 0 | 0 | 0 | 0 | 0 | 0 | 0 | 0 | 0 | 0 | 0 | 0 | 0 | 0 | 0 | 0 | 0 | 0 | 0
refrigeration | December | peak | 0 | 0 | 0 | 0 | 0 | 0 | 0 | 0 | 0 | 0 | 0 | 0 | 0 | 0 | 0 | 0 | 0 | 0 | 0 | 0 | 0 | 0 | 0 | 0
refrigeration | January | weekend | 0 | 0 | 0 | 0 | 0 | 0 | 0 | 0 | 0 | 0 | 0 | 0 | 0 | 0 | 0 | 0 | 0 | 0 | 0 | 0 | 0 | 0 | 0 | 0
refrigeration | February | weekend | 0 | 0 | 0 | 0 | 0 | 0 | 0 | 0 | 0 | 0 | 0 | 0 | 0 | 0 | 0 | 0 | 0 | 0 | 0 | 0 | 0 | 0 | 0 | 0
refrigeration | March | weekend | 0 | 0 | 0 | 0 | 0 | 0 | 0 | 0 | 0 | 0 | 0 | 0 | 0 | 0 | 0 | 0 | 0 | 0 | 0 | 0 | 0 | 0 | 0 | 0
refrigeration | April | weekend | 0 | 0 | 0 | 0 | 0 | 0 | 0 | 0 | 0 | 0 | 0 | 0 | 0 | 0 | 0 | 0 | 0 | 0 | 0 | 0 | 0 | 0 | 0 | 0
refrigeration | May | weekend | 0 | 0 | 0 | 0 | 0 | 0 | 0 | 0 | 0 | 0 | 0 | 0 | 0 | 0 | 0 | 0 | 0 | 0 | 0 | 0 | 0 | 0 | 0 | 0
refrigeration | June | weekend | 0 | 0 | 0 | 0 | 0 | 0 | 0 | 0 | 0 | 0 | 0 | 0 | 0 | 0 | 0 | 0 | 0 | 0 | 0 | 0 | 0 | 0 | 0 | 0
refrigeration | July | weekend | 0 | 0 | 0 | 0 | 0 | 0 | 0 | 0 | 0 | 0 | 0 | 0 | 0 | 0 | 0 | 0 | 0 | 0 | 0 | 0 | 0 | 0 | 0 | 0
refrigeration | August | weekend | 0 | 0 | 0 | 0 | 0 | 0 | 0 | 0 | 0 | 0 | 0 | 0 | 0 | 0 | 0 | 0 | 0 | 0 | 0 | 0 | 0 | 0 | 0 | 0
refrigeration | September | weekend | 0 | 0 | 0 | 0 | 0 | 0 | 0 | 0 | 0 | 0 | 0 | 0 | 0 | 0 | 0 | 0 | 0 | 0 | 0 | 0 | 0 | 0 | 0 | 0
refrigeration | October | weekend | 0 | 0 | 0 | 0 | 0 | 0 | 0 | 0 | 0 | 0 | 0 | 0 | 0 | 0 | 0 | 0 | 0 | 0 | 0 | 0 | 0 | 0 | 0 | 0
refrigeration | November | weekend | 0 | 0 | 0 | 0 | 0 | 0 | 0 | 0 | 0 | 0 | 0 | 0 | 0 | 0 | 0 | 0 | 0 | 0 | 0 | 0 | 0 | 0 | 0 | 0
refrigeration | December | weekend | 0 | 0 | 0 | 0 | 0 | 0 | 0 | 0 | 0 | 0 | 0 | 0 | 0 | 0 | 0 | 0 | 0 | 0 | 0 | 0 | 0 | 0 | 0 | 0
space-heating | January | week | 0 | 0 | 0 | 0 | 0 | 0 | 0 | 0 | 0 | 0 | 0 | 0 | 0 | 0 | 0 | 0 | 0 | 0 | 0 | 0 | 0 | 0 | 0 | 0
space-heating | February | week | 0 | 0 | 0 | 0 | 0 | 0 | 0 | 0 | 0 | 0 | 0 | 0 | 0 | 0 | 0 | 0 | 0 | 0 | 0 | 0 | 0 | 0 | 0 | 0
space-heating | March | week | 0 | 0 | 0 | 0 | 0 | 0 | 0 | 0 | 0 | 0 | 0 | 0 | 0 | 0 | 0 | 0 | 0 | 0 | 0 | 0 | 0 | 0 | 0 | 0
space-heating | April | week | 0 | 0 | 0 | 0 | 0 | 0 | 0 | 0 | 0 | 0 | 0 | 0 | 0 | 0 | 0 | 0 | 0 | 0 | 0 | 0 | 0 | 0 | 0 | 0
space-heating | May | week | 0 | 0 | 0 | 0 | 0 | 0 | 0 | 0 | 0 | 0 | 0 | 0 | 0 | 0 | 0 | 0 | 0 | 0 | 0 | 0 | 0 | 0 | 0 | 0
space-heating | June | week | 0 | 0 | 0 | 0 | 0 | 0 | 0 | 0 | 0 | 0 | 0 | 0 | 0 | 0 | 0 | 0 | 0 | 0 | 0 | 0 | 0 | 0 | 0 | 0
space-heating | July | week | 0 | 0 | 0 | 0 | 0 | 0 | 0 | 0 | 0 | 0 | 0 | 0 | 0 | 0 | 0 | 0 | 0 | 0 | 0 | 0 | 0 | 0 | 0 | 0
space-heating | August | week | 0 | 0 | 0 | 0 | 0 | 0 | 0 | 0 | 0 | 0 | 0 | 0 | 0 | 0 | 0 | 0 | 0 | 0 | 0 | 0 | 0 | 0 | 0 | 0
space-heating | September | week | 0 | 0 | 0 | 0 | 0 | 0 | 0 | 0 | 0 | 0 | 0 | 0 | 0 | 0 | 0 | 0 | 0 | 0 | 0 | 0 | 0 | 0 | 0 | 0
space-heating | October | week | 0 | 0 | 0 | 0 | 0 | 0 | 0 | 0 | 0 | 0 | 0 | 0 | 0 | 0 | 0 | 0 | 0 | 0 | 0 | 0 | 0 | 0 | 0 | 0
space-heating | November | week | 0 | 0 | 0 | 0 | 0 | 0 | 0 | 0 | 0 | 0 | 0 | 0 | 0 | 0 | 0 | 0 | 0 | 0 | 0 | 0 | 0 | 0 | 0 | 0
space-heating | December | week | 0 | 0 | 0 | 0 | 0 | 0 | 0 | 0 | 0 | 0 | 0 | 0 | 0 | 0 | 0 | 0 | 0 | 0 | 0 | 0 | 0 | 0 | 0 | 0
space-heating | January | peak | 0 | 0 | 0 | 0 | 0 | 0 | 0 | 0 | 0 | 0 | 0 | 0 | 0 | 0 | 0 | 0 | 0 | 0 | 0 | 0 | 0 | 0 | 0 | 0
space-heating | February | peak | 0 | 0 | 0 | 0 | 0 | 0 | 0 | 0 | 0 | 0 | 0 | 0 | 0 | 0 | 0 | 0 | 0 | 0 | 0 | 0 | 0 | 0 | 0 | 0
space-heating | March | peak | 0 | 0 | 0 | 0 | 0 | 0 | 0 | 0 | 0 | 0 | 0 | 0 | 0 | 0 | 0 | 0 | 0 | 0 | 0 | 0 | 0 | 0 | 0 | 0
space-heating | April | peak | 0 | 0 | 0 | 0 | 0 | 0 | 0 | 0 | 0 | 0 | 0 | 0 | 0 | 0 | 0 | 0 | 0 | 0 | 0 | 0 | 0 | 0 | 0 | 0
space-heating | May | peak | 0 | 0 | 0 | 0 | 0 | 0 | 0 | 0 | 0 | 0 | 0 | 0 | 0 | 0 | 0 | 0 | 0 | 0 | 0 | 0 | 0 | 0 | 0 | 0
space-heating | June | peak | 0 | 0 | 0 | 0 | 0 | 0 | 0 | 0 | 0 | 0 | 0 | 0 | 0 | 0 | 0 | 0 | 0 | 0 | 0 | 0 | 0 | 0 | 0 | 0
space-heating | July | peak | 0 | 0 | 0 | 0 | 0 | 0 | 0 | 0 | 0 | 0 | 0 | 0 | 0 | 0 | 0 | 0 | 0 | 0 | 0 | 0 | 0 | 0 | 0 | 0
space-heating | August | peak | 0 | 0 | 0 | 0 | 0 | 0 | 0 | 0 | 0 | 0 | 0 | 0 | 0 | 0 | 0 | 0 | 0 | 0 | 0 | 0 | 0 | 0 | 0 | 0
space-heating | September | peak | 0 | 0 | 0 | 0 | 0 | 0 | 0 | 0 | 0 | 0 | 0 | 0 | 0 | 0 | 0 | 0 | 0 | 0 | 0 | 0 | 0 | 0 | 0 | 0
space-heating | October | peak | 0 | 0 | 0 | 0 | 0 | 0 | 0 | 0 | 0 | 0 | 0 | 0 | 0 | 0 | 0 | 0 | 0 | 0 | 0 | 0 | 0 | 0 | 0 | 0
space-heating | November | peak | 0 | 0 | 0 | 0 | 0 | 0 | 0 | 0 | 0 | 0 | 0 | 0 | 0 | 0 | 0 | 0 | 0 | 0 | 0 | 0 | 0 | 0 | 0 | 0
space-heating | December | peak | 0 | 0 | 0 | 0 | 0 | 0 | 0 | 0 | 0 | 0 | 0 | 0 | 0 | 0 | 0 | 0 | 0 | 0 | 0 | 0 | 0 | 0 | 0 | 0
space-heating | January | weekend | 0 | 0 | 0 | 0 | 0 | 0 | 0 | 0 | 0 | 0 | 0 | 0 | 0 | 0 | 0 | 0 | 0 | 0 | 0 | 0 | 0 | 0 | 0 | 0
space-heating | February | weekend | 0 | 0 | 0 | 0 | 0 | 0 | 0 | 0 | 0 | 0 | 0 | 0 | 0 | 0 | 0 | 0 | 0 | 0 | 0 | 0 | 0 | 0 | 0 | 0
space-heating | March | weekend | 0 | 0 | 0 | 0 | 0 | 0 | 0 | 0 | 0 | 0 | 0 | 0 | 0 | 0 | 0 | 0 | 0 | 0 | 0 | 0 | 0 | 0 | 0 | 0
space-heating | April | weekend | 0 | 0 | 0 | 0 | 0 | 0 | 0 | 0 | 0 | 0 | 0 | 0 | 0 | 0 | 0 | 0 | 0 | 0 | 0 | 0 | 0 | 0 | 0 | 0
space-heating | May | weekend | 0 | 0 | 0 | 0 | 0 | 0 | 0 | 0 | 0 | 0 | 0 | 0 | 0 | 0 | 0 | 0 | 0 | 0 | 0 | 0 | 0 | 0 | 0 | 0
space-heating | June | weekend | 0 | 0 | 0 | 0 | 0 | 0 | 0 | 0 | 0 | 0 | 0 | 0 | 0 | 0 | 0 | 0 | 0 | 0 | 0 | 0 | 0 | 0 | 0 | 0
space-heating | July | weekend | 0 | 0 | 0 | 0 | 0 | 0 | 0 | 0 | 0 | 0 | 0 | 0 | 0 | 0 | 0 | 0 | 0 | 0 | 0 | 0 | 0 | 0 | 0 | 0
space-heating | August | weekend | 0 | 0 | 0 | 0 | 0 | 0 | 0 | 0 | 0 | 0 | 0 | 0 | 0 | 0 | 0 | 0 | 0 | 0 | 0 | 0 | 0 | 0 | 0 | 0
space-heating | September | weekend | 0 | 0 | 0 | 0 | 0 | 0 | 0 | 0 | 0 | 0 | 0 | 0 | 0 | 0 | 0 | 0 | 0 | 0 | 0 | 0 | 0 | 0 | 0 | 0
space-heating | October | weekend | 0 | 0 | 0 | 0 | 0 | 0 | 0 | 0 | 0 | 0 | 0 | 0 | 0 | 0 | 0 | 0 | 0 | 0 | 0 | 0 | 0 | 0 | 0 | 0
space-heating | November | weekend | 0 | 0 | 0 | 0 | 0 | 0 | 0 | 0 | 0 | 0 | 0 | 0 | 0 | 0 | 0 | 0 | 0 | 0 | 0 | 0 | 0 | 0 | 0 | 0
space-heating | December | weekend | 0 | 0 | 0 | 0 | 0 | 0 | 0 | 0 | 0 | 0 | 0 | 0 | 0 | 0 | 0 | 0 | 0 | 0 | 0 | 0 | 0 | 0 | 0 | 0
water-heating | January | week | 0 | 0 | 0 | 0 | 0 | 0 | 0 | 0 | 0 | 0 | 0 | 0 | 0 | 0 | 0 | 0 | 0 | 0 | 0 | 0 | 0 | 0 | 0 | 0
water-heating | February | week | 0 | 0 | 0 | 0 | 0 | 0 | 0 | 0 | 0 | 0 | 0 | 0 | 0 | 0 | 0 | 0 | 0 | 0 | 0 | 0 | 0 | 0 | 0 | 0
water-heating | March | week | 0 | 0 | 0 | 0 | 0 | 0 | 0 | 0 | 0 | 0 | 0 | 0 | 0 | 0 | 0 | 0 | 0 | 0 | 0 | 0 | 0 | 0 | 0 | 0
water-heating | April | week | 0 | 0 | 0 | 0 | 0 | 0 | 0 | 0 | 0 | 0 | 0 | 0 | 0 | 0 | 0 | 0 | 0 | 0 | 0 | 0 | 0 | 0 | 0 | 0
water-heating | May | week | 0 | 0 | 0 | 0 | 0 | 0 | 0 | 0 | 0 | 0 | 0 | 0 | 0 | 0 | 0 | 0 | 0 | 0 | 0 | 0 | 0 | 0 | 0 | 0
water-heating | June | week | 0 | 0 | 0 | 0 | 0 | 0 | 0 | 0 | 0 | 0 | 0 | 0 | 0 | 0 | 0 | 0 | 0 | 0 | 0 | 0 | 0 | 0 | 0 | 0
water-heating | July | week | 0 | 0 | 0 | 0 | 0 | 0 | 0 | 0 | 0 | 0 | 0 | 0 | 0 | 0 | 0 | 0 | 0 | 0 | 0 | 0 | 0 | 0 | 0 | 0
water-heating | August | week | 0 | 0 | 0 | 0 | 0 | 0 | 0 | 0 | 0 | 0 | 0 | 0 | 0 | 0 | 0 | 0 | 0 | 0 | 0 | 0 | 0 | 0 | 0 | 0
water-heating | September | week | 0 | 0 | 0 | 0 | 0 | 0 | 0 | 0 | 0 | 0 | 0 | 0 | 0 | 0 | 0 | 0 | 0 | 0 | 0 | 0 | 0 | 0 | 0 | 0
water-heating | October | week | 0 | 0 | 0 | 0 | 0 | 0 | 0 | 0 | 0 | 0 | 0 | 0 | 0 | 0 | 0 | 0 | 0 | 0 | 0 | 0 | 0 | 0 | 0 | 0
water-heating | November | week | 0 | 0 | 0 | 0 | 0 | 0 | 0 | 0 | 0 | 0 | 0 | 0 | 0 | 0 | 0 | 0 | 0 | 0 | 0 | 0 | 0 | 0 | 0 | 0
water-heating | December | week | 0 | 0 | 0 | 0 | 0 | 0 | 0 | 0 | 0 | 0 | 0 | 0 | 0 | 0 | 0 | 0 | 0 | 0 | 0 | 0 | 0 | 0 | 0 | 0
water-heating | January | peak | 0 | 0 | 0 | 0 | 0 | 0 | 0 | 0 | 0 | 0 | 0 | 0 | 0 | 0 | 0 | 0 | 0 | 0 | 0 | 0 | 0 | 0 | 0 | 0
water-heating | February | peak | 0 | 0 | 0 | 0 | 0 | 0 | 0 | 0 | 0 | 0 | 0 | 0 | 0 | 0 | 0 | 0 | 0 | 0 | 0 | 0 | 0 | 0 | 0 | 0
water-heating | March | peak | 0 | 0 | 0 | 0 | 0 | 0 | 0 | 0 | 0 | 0 | 0 | 0 | 0 | 0 | 0 | 0 | 0 | 0 | 0 | 0 | 0 | 0 | 0 | 0
water-heating | April | peak | 0 | 0 | 0 | 0 | 0 | 0 | 0 | 0 | 0 | 0 | 0 | 0 | 0 | 0 | 0 | 0 | 0 | 0 | 0 | 0 | 0 | 0 | 0 | 0
water-heating | May | peak | 0 | 0 | 0 | 0 | 0 | 0 | 0 | 0 | 0 | 0 | 0 | 0 | 0 | 0 | 0 | 0 | 0 | 0 | 0 | 0 | 0 | 0 | 0 | 0
water-heating | June | peak | 0 | 0 | 0 | 0 | 0 | 0 | 0 | 0 | 0 | 0 | 0 | 0 | 0 | 0 | 0 | 0 | 0 | 0 | 0 | 0 | 0 | 0 | 0 | 0
water-heating | July | peak | 0 | 0 | 0 | 0 | 0 | 0 | 0 | 0 | 0 | 0 | 0 | 0 | 0 | 0 | 0 | 0 | 0 | 0 | 0 | 0 | 0 | 0 | 0 | 0
water-heating | August | peak | 0 | 0 | 0 | 0 | 0 | 0 | 0 | 0 | 0 | 0 | 0 | 0 | 0 | 0 | 0 | 0 | 0 | 0 | 0 | 0 | 0 | 0 | 0 | 0
water-heating | September | peak | 0 | 0 | 0 | 0 | 0 | 0 | 0 | 0 | 0 | 0 | 0 | 0 | 0 | 0 | 0 | 0 | 0 | 0 | 0 | 0 | 0 | 0 | 0 | 0
water-heating | October | peak | 0 | 0 | 0 | 0 | 0 | 0 | 0 | 0 | 0 | 0 | 0 | 0 | 0 | 0 | 0 | 0 | 0 | 0 | 0 | 0 | 0 | 0 | 0 | 0
water-heating | November | peak | 0 | 0 | 0 | 0 | 0 | 0 | 0 | 0 | 0 | 0 | 0 | 0 | 0 | 0 | 0 | 0 | 0 | 0 | 0 | 0 | 0 | 0 | 0 | 0
water-heating | December | peak | 0 | 0 | 0 | 0 | 0 | 0 | 0 | 0 | 0 | 0 | 0 | 0 | 0 | 0 | 0 | 0 | 0 | 0 | 0 | 0 | 0 | 0 | 0 | 0
water-heating | January | weekend | 0 | 0 | 0 | 0 | 0 | 0 | 0 | 0 | 0 | 0 | 0 | 0 | 0 | 0 | 0 | 0 | 0 | 0 | 0 | 0 | 0 | 0 | 0 | 0
water-heating | February | weekend | 0 | 0 | 0 | 0 | 0 | 0 | 0 | 0 | 0 | 0 | 0 | 0 | 0 | 0 | 0 | 0 | 0 | 0 | 0 | 0 | 0 | 0 | 0 | 0
water-heating | March | weekend | 0 | 0 | 0 | 0 | 0 | 0 | 0 | 0 | 0 | 0 | 0 | 0 | 0 | 0 | 0 | 0 | 0 | 0 | 0 | 0 | 0 | 0 | 0 | 0
water-heating | April | weekend | 0 | 0 | 0 | 0 | 0 | 0 | 0 | 0 | 0 | 0 | 0 | 0 | 0 | 0 | 0 | 0 | 0 | 0 | 0 | 0 | 0 | 0 | 0 | 0
water-heating | May | weekend | 0 | 0 | 0 | 0 | 0 | 0 | 0 | 0 | 0 | 0 | 0 | 0 | 0 | 0 | 0 | 0 | 0 | 0 | 0 | 0 | 0 | 0 | 0 | 0
water-heating | June | weekend | 0 | 0 | 0 | 0 | 0 | 0 | 0 | 0 | 0 | 0 | 0 | 0 | 0 | 0 | 0 | 0 | 0 | 0 | 0 | 0 | 0 | 0 | 0 | 0
water-heating | July | weekend | 0 | 0 | 0 | 0 | 0 | 0 | 0 | 0 | 0 | 0 | 0 | 0 | 0 | 0 | 0 | 0 | 0 | 0 | 0 | 0 | 0 | 0 | 0 | 0
water-heating | August | weekend | 0 | 0 | 0 | 0 | 0 | 0 | 0 | 0 | 0 | 0 | 0 | 0 | 0 | 0 | 0 | 0 | 0 | 0 | 0 | 0 | 0 | 0 | 0 | 0
water-heating | September | weekend | 0 | 0 | 0 | 0 | 0 | 0 | 0 | 0 | 0 | 0 | 0 | 0 | 0 | 0 | 0 | 0 | 0 | 0 | 0 | 0 | 0 | 0 | 0 | 0
water-heating | October | weekend | 0 | 0 | 0 | 0 | 0 | 0 | 0 | 0 | 0 | 0 | 0 | 0 | 0 | 0 | 0 | 0 | 0 | 0 | 0 | 0 | 0 | 0 | 0 | 0
water-heating | November | weekend | 0 | 0 | 0 | 0 | 0 | 0 | 0 | 0 | 0 | 0 | 0 | 0 | 0 | 0 | 0 | 0 | 0 | 0 | 0 | 0 | 0 | 0 | 0 | 0
water-heating | December | weekend | 0 | 0 | 0 | 0 | 0 | 0 | 0 | 0 | 0 | 0 | 0 | 0 | 0 | 0 | 0 | 0 | 0 | 0 | 0 | 0 | 0 | 0 | 0 | 0
naturalgas-only | January | week | 0 | 0 | 0 | 0 | 0 | 0 | 0 | 0 | 0 | 0 | 0 | 0 | 0 | 0 | 0 | 0 | 0 | 0 | 0 | 0 | 0 | 0 | 0 | 0
naturalgas-only | February | week | 0 | 0 | 0 | 0 | 0 | 0 | 0 | 0 | 0 | 0 | 0 | 0 | 0 | 0 | 0 | 0 | 0 | 0 | 0 | 0 | 0 | 0 | 0 | 0
naturalgas-only | March | week | 0 | 0 | 0 | 0 | 0 | 0 | 0 | 0 | 0 | 0 | 0 | 0 | 0 | 0 | 0 | 0 | 0 | 0 | 0 | 0 | 0 | 0 | 0 | 0
naturalgas-only | April | week | 0 | 0 | 0 | 0 | 0 | 0 | 0 | 0 | 0 | 0 | 0 | 0 | 0 | 0 | 0 | 0 | 0 | 0 | 0 | 0 | 0 | 0 | 0 | 0
naturalgas-only | May | week | 0 | 0 | 0 | 0 | 0 | 0 | 0 | 0 | 0 | 0 | 0 | 0 | 0 | 0 | 0 | 0 | 0 | 0 | 0 | 0 | 0 | 0 | 0 | 0
naturalgas-only | June | week | 0 | 0 | 0 | 0 | 0 | 0 | 0 | 0 | 0 | 0 | 0 | 0 | 0 | 0 | 0 | 0 | 0 | 0 | 0 | 0 | 0 | 0 | 0 | 0
naturalgas-only | July | week | 0 | 0 | 0 | 0 | 0 | 0 | 0 | 0 | 0 | 0 | 0 | 0 | 0 | 0 | 0 | 0 | 0 | 0 | 0 | 0 | 0 | 0 | 0 | 0
naturalgas-only | August | week | 0 | 0 | 0 | 0 | 0 | 0 | 0 | 0 | 0 | 0 | 0 | 0 | 0 | 0 | 0 | 0 | 0 | 0 | 0 | 0 | 0 | 0 | 0 | 0
naturalgas-only | September | week | 0 | 0 | 0 | 0 | 0 | 0 | 0 | 0 | 0 | 0 | 0 | 0 | 0 | 0 | 0 | 0 | 0 | 0 | 0 | 0 | 0 | 0 | 0 | 0
naturalgas-only | October | week | 0 | 0 | 0 | 0 | 0 | 0 | 0 | 0 | 0 | 0 | 0 | 0 | 0 | 0 | 0 | 0 | 0 | 0 | 0 | 0 | 0 | 0 | 0 | 0
naturalgas-only | November | week | 0 | 0 | 0 | 0 | 0 | 0 | 0 | 0 | 0 | 0 | 0 | 0 | 0 | 0 | 0 | 0 | 0 | 0 | 0 | 0 | 0 | 0 | 0 | 0
naturalgas-only | December | week | 0 | 0 | 0 | 0 | 0 | 0 | 0 | 0 | 0 | 0 | 0 | 0 | 0 | 0 | 0 | 0 | 0 | 0 | 0 | 0 | 0 | 0 | 0 | 0
naturalgas-only | January | peak | 0 | 0 | 0 | 0 | 0 | 0 | 0 | 0 | 0 | 0 | 0 | 0 | 0 | 0 | 0 | 0 | 0 | 0 | 0 | 0 | 0 | 0 | 0 | 0
naturalgas-only | February | peak | 0 | 0 | 0 | 0 | 0 | 0 | 0 | 0 | 0 | 0 | 0 | 0 | 0 | 0 | 0 | 0 | 0 | 0 | 0 | 0 | 0 | 0 | 0 | 0
naturalgas-only | March | peak | 0 | 0 | 0 | 0 | 0 | 0 | 0 | 0 | 0 | 0 | 0 | 0 | 0 | 0 | 0 | 0 | 0 | 0 | 0 | 0 | 0 | 0 | 0 | 0
naturalgas-only | April | peak | 0 | 0 | 0 | 0 | 0 | 0 | 0 | 0 | 0 | 0 | 0 | 0 | 0 | 0 | 0 | 0 | 0 | 0 | 0 | 0 | 0 | 0 | 0 | 0
naturalgas-only | May | peak | 0 | 0 | 0 | 0 | 0 | 0 | 0 | 0 | 0 | 0 | 0 | 0 | 0 | 0 | 0 | 0 | 0 | 0 | 0 | 0 | 0 | 0 | 0 | 0
naturalgas-only | June | peak | 0 | 0 | 0 | 0 | 0 | 0 | 0 | 0 | 0 | 0 | 0 | 0 | 0 | 0 | 0 | 0 | 0 | 0 | 0 | 0 | 0 | 0 | 0 | 0
naturalgas-only | July | peak | 0 | 0 | 0 | 0 | 0 | 0 | 0 | 0 | 0 | 0 | 0 | 0 | 0 | 0 | 0 | 0 | 0 | 0 | 0 | 0 | 0 | 0 | 0 | 0
naturalgas-only | August | peak | 0 | 0 | 0 | 0 | 0 | 0 | 0 | 0 | 0 | 0 | 0 | 0 | 0 | 0 | 0 | 0 | 0 | 0 | 0 | 0 | 0 | 0 | 0 | 0
naturalgas-only | September | peak | 0 | 0 | 0 | 0 | 0 | 0 | 0 | 0 | 0 | 0 | 0 | 0 | 0 | 0 | 0 | 0 | 0 | 0 | 0 | 0 | 0 | 0 | 0 | 0
naturalgas-only | October | peak | 0 | 0 | 0 | 0 | 0 | 0 | 0 | 0 | 0 | 0 | 0 | 0 | 0 | 0 | 0 | 0 | 0 | 0 | 0 | 0 | 0 | 0 | 0 | 0
naturalgas-only | November | peak | 0 | 0 | 0 | 0 | 0 | 0 | 0 | 0 | 0 | 0 | 0 | 0 | 0 | 0 | 0 | 0 | 0 | 0 | 0 | 0 | 0 | 0 | 0 | 0
naturalgas-only | December | peak | 0 | 0 | 0 | 0 | 0 | 0 | 0 | 0 | 0 | 0 | 0 | 0 | 0 | 0 | 0 | 0 | 0 | 0 | 0 | 0 | 0 | 0 | 0 | 0
naturalgas-only | January | weekend | 0 | 0 | 0 | 0 | 0 | 0 | 0 | 0 | 0 | 0 | 0 | 0 | 0 | 0 | 0 | 0 | 0 | 0 | 0 | 0 | 0 | 0 | 0 | 0
naturalgas-only | February | weekend | 0 | 0 | 0 | 0 | 0 | 0 | 0 | 0 | 0 | 0 | 0 | 0 | 0 | 0 | 0 | 0 | 0 | 0 | 0 | 0 | 0 | 0 | 0 | 0
naturalgas-only | March | weekend | 0 | 0 | 0 | 0 | 0 | 0 | 0 | 0 | 0 | 0 | 0 | 0 | 0 | 0 | 0 | 0 | 0 | 0 | 0 | 0 | 0 | 0 | 0 | 0
naturalgas-only | April | weekend | 0 | 0 | 0 | 0 | 0 | 0 | 0 | 0 | 0 | 0 | 0 | 0 | 0 | 0 | 0 | 0 | 0 | 0 | 0 | 0 | 0 | 0 | 0 | 0
naturalgas-only | May | weekend | 0 | 0 | 0 | 0 | 0 | 0 | 0 | 0 | 0 | 0 | 0 | 0 | 0 | 0 | 0 | 0 | 0 | 0 | 0 | 0 | 0 | 0 | 0 | 0
naturalgas-only | June | weekend | 0 | 0 | 0 | 0 | 0 | 0 | 0 | 0 | 0 | 0 | 0 | 0 | 0 | 0 | 0 | 0 | 0 | 0 | 0 | 0 | 0 | 0 | 0 | 0
naturalgas-only | July | weekend | 0 | 0 | 0 | 0 | 0 | 0 | 0 | 0 | 0 | 0 | 0 | 0 | 0 | 0 | 0 | 0 | 0 | 0 | 0 | 0 | 0 | 0 | 0 | 0
naturalgas-only | August | weekend | 0 | 0 | 0 | 0 | 0 | 0 | 0 | 0 | 0 | 0 | 0 | 0 | 0 | 0 | 0 | 0 | 0 | 0 | 0 | 0 | 0 | 0 | 0 | 0
naturalgas-only | September | weekend | 0 | 0 | 0 | 0 | 0 | 0 | 0 | 0 | 0 | 0 | 0 | 0 | 0 | 0 | 0 | 0 | 0 | 0 | 0 | 0 | 0 | 0 | 0 | 0
naturalgas-only | October | weekend | 0 | 0 | 0 | 0 | 0 | 0 | 0 | 0 | 0 | 0 | 0 | 0 | 0 | 0 | 0 | 0 | 0 | 0 | 0 | 0 | 0 | 0 | 0 | 0
naturalgas-only | November | weekend | 0 | 0 | 0 | 0 | 0 | 0 | 0 | 0 | 0 | 0 | 0 | 0 | 0 | 0 | 0 | 0 | 0 | 0 | 0 | 0 | 0 | 0 | 0 | 0
naturalgas-only | December | weekend | 0 | 0 | 0 | 0 | 0 | 0 | 0 | 0 | 0 | 0 | 0 | 0 | 0 | 0 | 0 | 0 | 0 | 0 | 0 | 0 | 0 | 0 | 0 | 0

## LoadInput_N20_P
|  |  | 1 | 2 | 3 | 4 | 5 | 6 | 7 | 8 | 9 | 10 | 11 | 12 | 13 | 14 | 15 | 16 | 17 | 18 | 19 | 20 | 21 | 22 | 23 | 24
electricity-only | January | week | 0 | 0 | 0 | 0 | 0 | 0 | 0 | 0 | 0 | 0 | 0 | 0 | 0 | 0 | 0 | 0 | 0 | 0 | 0 | 0 | 0 | 0 | 0 | 0
electricity-only | February | week | 0 | 0 | 0 | 0 | 0 | 0 | 0 | 0 | 0 | 0 | 0 | 0 | 0 | 0 | 0 | 0 | 0 | 0 | 0 | 0 | 0 | 0 | 0 | 0
electricity-only | March | week | 0 | 0 | 0 | 0 | 0 | 0 | 0 | 0 | 0 | 0 | 0 | 0 | 0 | 0 | 0 | 0 | 0 | 0 | 0 | 0 | 0 | 0 | 0 | 0
electricity-only | April | week | 0 | 0 | 0 | 0 | 0 | 0 | 0 | 0 | 0 | 0 | 0 | 0 | 0 | 0 | 0 | 0 | 0 | 0 | 0 | 0 | 0 | 0 | 0 | 0
electricity-only | May | week | 0 | 0 | 0 | 0 | 0 | 0 | 0 | 0 | 0 | 0 | 0 | 0 | 0 | 0 | 0 | 0 | 0 | 0 | 0 | 0 | 0 | 0 | 0 | 0
electricity-only | June | week | 0 | 0 | 0 | 0 | 0 | 0 | 0 | 0 | 0 | 0 | 0 | 0 | 0 | 0 | 0 | 0 | 0 | 0 | 0 | 0 | 0 | 0 | 0 | 0
electricity-only | July | week | 0 | 0 | 0 | 0 | 0 | 0 | 0 | 0 | 0 | 0 | 0 | 0 | 0 | 0 | 0 | 0 | 0 | 0 | 0 | 0 | 0 | 0 | 0 | 0
electricity-only | August | week | 0 | 0 | 0 | 0 | 0 | 0 | 0 | 0 | 0 | 0 | 0 | 0 | 0 | 0 | 0 | 0 | 0 | 0 | 0 | 0 | 0 | 0 | 0 | 0
electricity-only | September | week | 0 | 0 | 0 | 0 | 0 | 0 | 0 | 0 | 0 | 0 | 0 | 0 | 0 | 0 | 0 | 0 | 0 | 0 | 0 | 0 | 0 | 0 | 0 | 0
electricity-only | October | week | 0 | 0 | 0 | 0 | 0 | 0 | 0 | 0 | 0 | 0 | 0 | 0 | 0 | 0 | 0 | 0 | 0 | 0 | 0 | 0 | 0 | 0 | 0 | 0
electricity-only | November | week | 0 | 0 | 0 | 0 | 0 | 0 | 0 | 0 | 0 | 0 | 0 | 0 | 0 | 0 | 0 | 0 | 0 | 0 | 0 | 0 | 0 | 0 | 0 | 0
electricity-only | December | week | 0 | 0 | 0 | 0 | 0 | 0 | 0 | 0 | 0 | 0 | 0 | 0 | 0 | 0 | 0 | 0 | 0 | 0 | 0 | 0 | 0 | 0 | 0 | 0
electricity-only | January | peak | 0 | 0 | 0 | 0 | 0 | 0 | 0 | 0 | 0 | 0 | 0 | 0 | 0 | 0 | 0 | 0 | 0 | 0 | 0 | 0 | 0 | 0 | 0 | 0
electricity-only | February | peak | 0 | 0 | 0 | 0 | 0 | 0 | 0 | 0 | 0 | 0 | 0 | 0 | 0 | 0 | 0 | 0 | 0 | 0 | 0 | 0 | 0 | 0 | 0 | 0
electricity-only | March | peak | 0 | 0 | 0 | 0 | 0 | 0 | 0 | 0 | 0 | 0 | 0 | 0 | 0 | 0 | 0 | 0 | 0 | 0 | 0 | 0 | 0 | 0 | 0 | 0
electricity-only | April | peak | 0 | 0 | 0 | 0 | 0 | 0 | 0 | 0 | 0 | 0 | 0 | 0 | 0 | 0 | 0 | 0 | 0 | 0 | 0 | 0 | 0 | 0 | 0 | 0
electricity-only | May | peak | 0 | 0 | 0 | 0 | 0 | 0 | 0 | 0 | 0 | 0 | 0 | 0 | 0 | 0 | 0 | 0 | 0 | 0 | 0 | 0 | 0 | 0 | 0 | 0
electricity-only | June | peak | 0 | 0 | 0 | 0 | 0 | 0 | 0 | 0 | 0 | 0 | 0 | 0 | 0 | 0 | 0 | 0 | 0 | 0 | 0 | 0 | 0 | 0 | 0 | 0
electricity-only | July | peak | 0 | 0 | 0 | 0 | 0 | 0 | 0 | 0 | 0 | 0 | 0 | 0 | 0 | 0 | 0 | 0 | 0 | 0 | 0 | 0 | 0 | 0 | 0 | 0
electricity-only | August | peak | 0 | 0 | 0 | 0 | 0 | 0 | 0 | 0 | 0 | 0 | 0 | 0 | 0 | 0 | 0 | 0 | 0 | 0 | 0 | 0 | 0 | 0 | 0 | 0
electricity-only | September | peak | 0 | 0 | 0 | 0 | 0 | 0 | 0 | 0 | 0 | 0 | 0 | 0 | 0 | 0 | 0 | 0 | 0 | 0 | 0 | 0 | 0 | 0 | 0 | 0
electricity-only | October | peak | 0 | 0 | 0 | 0 | 0 | 0 | 0 | 0 | 0 | 0 | 0 | 0 | 0 | 0 | 0 | 0 | 0 | 0 | 0 | 0 | 0 | 0 | 0 | 0
electricity-only | November | peak | 0 | 0 | 0 | 0 | 0 | 0 | 0 | 0 | 0 | 0 | 0 | 0 | 0 | 0 | 0 | 0 | 0 | 0 | 0 | 0 | 0 | 0 | 0 | 0
electricity-only | December | peak | 0 | 0 | 0 | 0 | 0 | 0 | 0 | 0 | 0 | 0 | 0 | 0 | 0 | 0 | 0 | 0 | 0 | 0 | 0 | 0 | 0 | 0 | 0 | 0
electricity-only | January | weekend | 0 | 0 | 0 | 0 | 0 | 0 | 0 | 0 | 0 | 0 | 0 | 0 | 0 | 0 | 0 | 0 | 0 | 0 | 0 | 0 | 0 | 0 | 0 | 0
electricity-only | February | weekend | 0 | 0 | 0 | 0 | 0 | 0 | 0 | 0 | 0 | 0 | 0 | 0 | 0 | 0 | 0 | 0 | 0 | 0 | 0 | 0 | 0 | 0 | 0 | 0
electricity-only | March | weekend | 0 | 0 | 0 | 0 | 0 | 0 | 0 | 0 | 0 | 0 | 0 | 0 | 0 | 0 | 0 | 0 | 0 | 0 | 0 | 0 | 0 | 0 | 0 | 0
electricity-only | April | weekend | 0 | 0 | 0 | 0 | 0 | 0 | 0 | 0 | 0 | 0 | 0 | 0 | 0 | 0 | 0 | 0 | 0 | 0 | 0 | 0 | 0 | 0 | 0 | 0
electricity-only | May | weekend | 0 | 0 | 0 | 0 | 0 | 0 | 0 | 0 | 0 | 0 | 0 | 0 | 0 | 0 | 0 | 0 | 0 | 0 | 0 | 0 | 0 | 0 | 0 | 0
electricity-only | June | weekend | 0 | 0 | 0 | 0 | 0 | 0 | 0 | 0 | 0 | 0 | 0 | 0 | 0 | 0 | 0 | 0 | 0 | 0 | 0 | 0 | 0 | 0 | 0 | 0
electricity-only | July | weekend | 0 | 0 | 0 | 0 | 0 | 0 | 0 | 0 | 0 | 0 | 0 | 0 | 0 | 0 | 0 | 0 | 0 | 0 | 0 | 0 | 0 | 0 | 0 | 0
electricity-only | August | weekend | 0 | 0 | 0 | 0 | 0 | 0 | 0 | 0 | 0 | 0 | 0 | 0 | 0 | 0 | 0 | 0 | 0 | 0 | 0 | 0 | 0 | 0 | 0 | 0
electricity-only | September | weekend | 0 | 0 | 0 | 0 | 0 | 0 | 0 | 0 | 0 | 0 | 0 | 0 | 0 | 0 | 0 | 0 | 0 | 0 | 0 | 0 | 0 | 0 | 0 | 0
electricity-only | October | weekend | 0 | 0 | 0 | 0 | 0 | 0 | 0 | 0 | 0 | 0 | 0 | 0 | 0 | 0 | 0 | 0 | 0 | 0 | 0 | 0 | 0 | 0 | 0 | 0
electricity-only | November | weekend | 0 | 0 | 0 | 0 | 0 | 0 | 0 | 0 | 0 | 0 | 0 | 0 | 0 | 0 | 0 | 0 | 0 | 0 | 0 | 0 | 0 | 0 | 0 | 0
electricity-only | December | weekend | 0 | 0 | 0 | 0 | 0 | 0 | 0 | 0 | 0 | 0 | 0 | 0 | 0 | 0 | 0 | 0 | 0 | 0 | 0 | 0 | 0 | 0 | 0 | 0
cooling | January | week | 0 | 0 | 0 | 0 | 0 | 0 | 0 | 0 | 0 | 0 | 0 | 0 | 0 | 0 | 0 | 0 | 0 | 0 | 0 | 0 | 0 | 0 | 0 | 0
cooling | February | week | 0 | 0 | 0 | 0 | 0 | 0 | 0 | 0 | 0 | 0 | 0 | 0 | 0 | 0 | 0 | 0 | 0 | 0 | 0 | 0 | 0 | 0 | 0 | 0
cooling | March | week | 0 | 0 | 0 | 0 | 0 | 0 | 0 | 0 | 0 | 0 | 0 | 0 | 0 | 0 | 0 | 0 | 0 | 0 | 0 | 0 | 0 | 0 | 0 | 0
cooling | April | week | 0 | 0 | 0 | 0 | 0 | 0 | 0 | 0 | 0 | 0 | 0 | 0 | 0 | 0 | 0 | 0 | 0 | 0 | 0 | 0 | 0 | 0 | 0 | 0
cooling | May | week | 0 | 0 | 0 | 0 | 0 | 0 | 0 | 0 | 0 | 0 | 0 | 0 | 0 | 0 | 0 | 0 | 0 | 0 | 0 | 0 | 0 | 0 | 0 | 0
cooling | June | week | 0 | 0 | 0 | 0 | 0 | 0 | 0 | 0 | 0 | 0 | 0 | 0 | 0 | 0 | 0 | 0 | 0 | 0 | 0 | 0 | 0 | 0 | 0 | 0
cooling | July | week | 0 | 0 | 0 | 0 | 0 | 0 | 0 | 0 | 0 | 0 | 0 | 0 | 0 | 0 | 0 | 0 | 0 | 0 | 0 | 0 | 0 | 0 | 0 | 0
cooling | August | week | 0 | 0 | 0 | 0 | 0 | 0 | 0 | 0 | 0 | 0 | 0 | 0 | 0 | 0 | 0 | 0 | 0 | 0 | 0 | 0 | 0 | 0 | 0 | 0
cooling | September | week | 0 | 0 | 0 | 0 | 0 | 0 | 0 | 0 | 0 | 0 | 0 | 0 | 0 | 0 | 0 | 0 | 0 | 0 | 0 | 0 | 0 | 0 | 0 | 0
cooling | October | week | 0 | 0 | 0 | 0 | 0 | 0 | 0 | 0 | 0 | 0 | 0 | 0 | 0 | 0 | 0 | 0 | 0 | 0 | 0 | 0 | 0 | 0 | 0 | 0
cooling | November | week | 0 | 0 | 0 | 0 | 0 | 0 | 0 | 0 | 0 | 0 | 0 | 0 | 0 | 0 | 0 | 0 | 0 | 0 | 0 | 0 | 0 | 0 | 0 | 0
cooling | December | week | 0 | 0 | 0 | 0 | 0 | 0 | 0 | 0 | 0 | 0 | 0 | 0 | 0 | 0 | 0 | 0 | 0 | 0 | 0 | 0 | 0 | 0 | 0 | 0
cooling | January | peak | 0 | 0 | 0 | 0 | 0 | 0 | 0 | 0 | 0 | 0 | 0 | 0 | 0 | 0 | 0 | 0 | 0 | 0 | 0 | 0 | 0 | 0 | 0 | 0
cooling | February | peak | 0 | 0 | 0 | 0 | 0 | 0 | 0 | 0 | 0 | 0 | 0 | 0 | 0 | 0 | 0 | 0 | 0 | 0 | 0 | 0 | 0 | 0 | 0 | 0
cooling | March | peak | 0 | 0 | 0 | 0 | 0 | 0 | 0 | 0 | 0 | 0 | 0 | 0 | 0 | 0 | 0 | 0 | 0 | 0 | 0 | 0 | 0 | 0 | 0 | 0
cooling | April | peak | 0 | 0 | 0 | 0 | 0 | 0 | 0 | 0 | 0 | 0 | 0 | 0 | 0 | 0 | 0 | 0 | 0 | 0 | 0 | 0 | 0 | 0 | 0 | 0
cooling | May | peak | 0 | 0 | 0 | 0 | 0 | 0 | 0 | 0 | 0 | 0 | 0 | 0 | 0 | 0 | 0 | 0 | 0 | 0 | 0 | 0 | 0 | 0 | 0 | 0
cooling | June | peak | 0 | 0 | 0 | 0 | 0 | 0 | 0 | 0 | 0 | 0 | 0 | 0 | 0 | 0 | 0 | 0 | 0 | 0 | 0 | 0 | 0 | 0 | 0 | 0
cooling | July | peak | 0 | 0 | 0 | 0 | 0 | 0 | 0 | 0 | 0 | 0 | 0 | 0 | 0 | 0 | 0 | 0 | 0 | 0 | 0 | 0 | 0 | 0 | 0 | 0
cooling | August | peak | 0 | 0 | 0 | 0 | 0 | 0 | 0 | 0 | 0 | 0 | 0 | 0 | 0 | 0 | 0 | 0 | 0 | 0 | 0 | 0 | 0 | 0 | 0 | 0
cooling | September | peak | 0 | 0 | 0 | 0 | 0 | 0 | 0 | 0 | 0 | 0 | 0 | 0 | 0 | 0 | 0 | 0 | 0 | 0 | 0 | 0 | 0 | 0 | 0 | 0
cooling | October | peak | 0 | 0 | 0 | 0 | 0 | 0 | 0 | 0 | 0 | 0 | 0 | 0 | 0 | 0 | 0 | 0 | 0 | 0 | 0 | 0 | 0 | 0 | 0 | 0
cooling | November | peak | 0 | 0 | 0 | 0 | 0 | 0 | 0 | 0 | 0 | 0 | 0 | 0 | 0 | 0 | 0 | 0 | 0 | 0 | 0 | 0 | 0 | 0 | 0 | 0
cooling | December | peak | 0 | 0 | 0 | 0 | 0 | 0 | 0 | 0 | 0 | 0 | 0 | 0 | 0 | 0 | 0 | 0 | 0 | 0 | 0 | 0 | 0 | 0 | 0 | 0
cooling | January | weekend | 0 | 0 | 0 | 0 | 0 | 0 | 0 | 0 | 0 | 0 | 0 | 0 | 0 | 0 | 0 | 0 | 0 | 0 | 0 | 0 | 0 | 0 | 0 | 0
cooling | February | weekend | 0 | 0 | 0 | 0 | 0 | 0 | 0 | 0 | 0 | 0 | 0 | 0 | 0 | 0 | 0 | 0 | 0 | 0 | 0 | 0 | 0 | 0 | 0 | 0
cooling | March | weekend | 0 | 0 | 0 | 0 | 0 | 0 | 0 | 0 | 0 | 0 | 0 | 0 | 0 | 0 | 0 | 0 | 0 | 0 | 0 | 0 | 0 | 0 | 0 | 0
cooling | April | weekend | 0 | 0 | 0 | 0 | 0 | 0 | 0 | 0 | 0 | 0 | 0 | 0 | 0 | 0 | 0 | 0 | 0 | 0 | 0 | 0 | 0 | 0 | 0 | 0
cooling | May | weekend | 0 | 0 | 0 | 0 | 0 | 0 | 0 | 0 | 0 | 0 | 0 | 0 | 0 | 0 | 0 | 0 | 0 | 0 | 0 | 0 | 0 | 0 | 0 | 0
cooling | June | weekend | 0 | 0 | 0 | 0 | 0 | 0 | 0 | 0 | 0 | 0 | 0 | 0 | 0 | 0 | 0 | 0 | 0 | 0 | 0 | 0 | 0 | 0 | 0 | 0
cooling | July | weekend | 0 | 0 | 0 | 0 | 0 | 0 | 0 | 0 | 0 | 0 | 0 | 0 | 0 | 0 | 0 | 0 | 0 | 0 | 0 | 0 | 0 | 0 | 0 | 0
cooling | August | weekend | 0 | 0 | 0 | 0 | 0 | 0 | 0 | 0 | 0 | 0 | 0 | 0 | 0 | 0 | 0 | 0 | 0 | 0 | 0 | 0 | 0 | 0 | 0 | 0
cooling | September | weekend | 0 | 0 | 0 | 0 | 0 | 0 | 0 | 0 | 0 | 0 | 0 | 0 | 0 | 0 | 0 | 0 | 0 | 0 | 0 | 0 | 0 | 0 | 0 | 0
cooling | October | weekend | 0 | 0 | 0 | 0 | 0 | 0 | 0 | 0 | 0 | 0 | 0 | 0 | 0 | 0 | 0 | 0 | 0 | 0 | 0 | 0 | 0 | 0 | 0 | 0
cooling | November | weekend | 0 | 0 | 0 | 0 | 0 | 0 | 0 | 0 | 0 | 0 | 0 | 0 | 0 | 0 | 0 | 0 | 0 | 0 | 0 | 0 | 0 | 0 | 0 | 0
cooling | December | weekend | 0 | 0 | 0 | 0 | 0 | 0 | 0 | 0 | 0 | 0 | 0 | 0 | 0 | 0 | 0 | 0 | 0 | 0 | 0 | 0 | 0 | 0 | 0 | 0
refrigeration | January | week | 0 | 0 | 0 | 0 | 0 | 0 | 0 | 0 | 0 | 0 | 0 | 0 | 0 | 0 | 0 | 0 | 0 | 0 | 0 | 0 | 0 | 0 | 0 | 0
refrigeration | February | week | 0 | 0 | 0 | 0 | 0 | 0 | 0 | 0 | 0 | 0 | 0 | 0 | 0 | 0 | 0 | 0 | 0 | 0 | 0 | 0 | 0 | 0 | 0 | 0
refrigeration | March | week | 0 | 0 | 0 | 0 | 0 | 0 | 0 | 0 | 0 | 0 | 0 | 0 | 0 | 0 | 0 | 0 | 0 | 0 | 0 | 0 | 0 | 0 | 0 | 0
refrigeration | April | week | 0 | 0 | 0 | 0 | 0 | 0 | 0 | 0 | 0 | 0 | 0 | 0 | 0 | 0 | 0 | 0 | 0 | 0 | 0 | 0 | 0 | 0 | 0 | 0
refrigeration | May | week | 0 | 0 | 0 | 0 | 0 | 0 | 0 | 0 | 0 | 0 | 0 | 0 | 0 | 0 | 0 | 0 | 0 | 0 | 0 | 0 | 0 | 0 | 0 | 0
refrigeration | June | week | 0 | 0 | 0 | 0 | 0 | 0 | 0 | 0 | 0 | 0 | 0 | 0 | 0 | 0 | 0 | 0 | 0 | 0 | 0 | 0 | 0 | 0 | 0 | 0
refrigeration | July | week | 0 | 0 | 0 | 0 | 0 | 0 | 0 | 0 | 0 | 0 | 0 | 0 | 0 | 0 | 0 | 0 | 0 | 0 | 0 | 0 | 0 | 0 | 0 | 0
refrigeration | August | week | 0 | 0 | 0 | 0 | 0 | 0 | 0 | 0 | 0 | 0 | 0 | 0 | 0 | 0 | 0 | 0 | 0 | 0 | 0 | 0 | 0 | 0 | 0 | 0
refrigeration | September | week | 0 | 0 | 0 | 0 | 0 | 0 | 0 | 0 | 0 | 0 | 0 | 0 | 0 | 0 | 0 | 0 | 0 | 0 | 0 | 0 | 0 | 0 | 0 | 0
refrigeration | October | week | 0 | 0 | 0 | 0 | 0 | 0 | 0 | 0 | 0 | 0 | 0 | 0 | 0 | 0 | 0 | 0 | 0 | 0 | 0 | 0 | 0 | 0 | 0 | 0
refrigeration | November | week | 0 | 0 | 0 | 0 | 0 | 0 | 0 | 0 | 0 | 0 | 0 | 0 | 0 | 0 | 0 | 0 | 0 | 0 | 0 | 0 | 0 | 0 | 0 | 0
refrigeration | December | week | 0 | 0 | 0 | 0 | 0 | 0 | 0 | 0 | 0 | 0 | 0 | 0 | 0 | 0 | 0 | 0 | 0 | 0 | 0 | 0 | 0 | 0 | 0 | 0
refrigeration | January | peak | 0 | 0 | 0 | 0 | 0 | 0 | 0 | 0 | 0 | 0 | 0 | 0 | 0 | 0 | 0 | 0 | 0 | 0 | 0 | 0 | 0 | 0 | 0 | 0
refrigeration | February | peak | 0 | 0 | 0 | 0 | 0 | 0 | 0 | 0 | 0 | 0 | 0 | 0 | 0 | 0 | 0 | 0 | 0 | 0 | 0 | 0 | 0 | 0 | 0 | 0
refrigeration | March | peak | 0 | 0 | 0 | 0 | 0 | 0 | 0 | 0 | 0 | 0 | 0 | 0 | 0 | 0 | 0 | 0 | 0 | 0 | 0 | 0 | 0 | 0 | 0 | 0
refrigeration | April | peak | 0 | 0 | 0 | 0 | 0 | 0 | 0 | 0 | 0 | 0 | 0 | 0 | 0 | 0 | 0 | 0 | 0 | 0 | 0 | 0 | 0 | 0 | 0 | 0
refrigeration | May | peak | 0 | 0 | 0 | 0 | 0 | 0 | 0 | 0 | 0 | 0 | 0 | 0 | 0 | 0 | 0 | 0 | 0 | 0 | 0 | 0 | 0 | 0 | 0 | 0
refrigeration | June | peak | 0 | 0 | 0 | 0 | 0 | 0 | 0 | 0 | 0 | 0 | 0 | 0 | 0 | 0 | 0 | 0 | 0 | 0 | 0 | 0 | 0 | 0 | 0 | 0
refrigeration | July | peak | 0 | 0 | 0 | 0 | 0 | 0 | 0 | 0 | 0 | 0 | 0 | 0 | 0 | 0 | 0 | 0 | 0 | 0 | 0 | 0 | 0 | 0 | 0 | 0
refrigeration | August | peak | 0 | 0 | 0 | 0 | 0 | 0 | 0 | 0 | 0 | 0 | 0 | 0 | 0 | 0 | 0 | 0 | 0 | 0 | 0 | 0 | 0 | 0 | 0 | 0
refrigeration | September | peak | 0 | 0 | 0 | 0 | 0 | 0 | 0 | 0 | 0 | 0 | 0 | 0 | 0 | 0 | 0 | 0 | 0 | 0 | 0 | 0 | 0 | 0 | 0 | 0
refrigeration | October | peak | 0 | 0 | 0 | 0 | 0 | 0 | 0 | 0 | 0 | 0 | 0 | 0 | 0 | 0 | 0 | 0 | 0 | 0 | 0 | 0 | 0 | 0 | 0 | 0
refrigeration | November | peak | 0 | 0 | 0 | 0 | 0 | 0 | 0 | 0 | 0 | 0 | 0 | 0 | 0 | 0 | 0 | 0 | 0 | 0 | 0 | 0 | 0 | 0 | 0 | 0
refrigeration | December | peak | 0 | 0 | 0 | 0 | 0 | 0 | 0 | 0 | 0 | 0 | 0 | 0 | 0 | 0 | 0 | 0 | 0 | 0 | 0 | 0 | 0 | 0 | 0 | 0
refrigeration | January | weekend | 0 | 0 | 0 | 0 | 0 | 0 | 0 | 0 | 0 | 0 | 0 | 0 | 0 | 0 | 0 | 0 | 0 | 0 | 0 | 0 | 0 | 0 | 0 | 0
refrigeration | February | weekend | 0 | 0 | 0 | 0 | 0 | 0 | 0 | 0 | 0 | 0 | 0 | 0 | 0 | 0 | 0 | 0 | 0 | 0 | 0 | 0 | 0 | 0 | 0 | 0
refrigeration | March | weekend | 0 | 0 | 0 | 0 | 0 | 0 | 0 | 0 | 0 | 0 | 0 | 0 | 0 | 0 | 0 | 0 | 0 | 0 | 0 | 0 | 0 | 0 | 0 | 0
refrigeration | April | weekend | 0 | 0 | 0 | 0 | 0 | 0 | 0 | 0 | 0 | 0 | 0 | 0 | 0 | 0 | 0 | 0 | 0 | 0 | 0 | 0 | 0 | 0 | 0 | 0
refrigeration | May | weekend | 0 | 0 | 0 | 0 | 0 | 0 | 0 | 0 | 0 | 0 | 0 | 0 | 0 | 0 | 0 | 0 | 0 | 0 | 0 | 0 | 0 | 0 | 0 | 0
refrigeration | June | weekend | 0 | 0 | 0 | 0 | 0 | 0 | 0 | 0 | 0 | 0 | 0 | 0 | 0 | 0 | 0 | 0 | 0 | 0 | 0 | 0 | 0 | 0 | 0 | 0
refrigeration | July | weekend | 0 | 0 | 0 | 0 | 0 | 0 | 0 | 0 | 0 | 0 | 0 | 0 | 0 | 0 | 0 | 0 | 0 | 0 | 0 | 0 | 0 | 0 | 0 | 0
refrigeration | August | weekend | 0 | 0 | 0 | 0 | 0 | 0 | 0 | 0 | 0 | 0 | 0 | 0 | 0 | 0 | 0 | 0 | 0 | 0 | 0 | 0 | 0 | 0 | 0 | 0
refrigeration | September | weekend | 0 | 0 | 0 | 0 | 0 | 0 | 0 | 0 | 0 | 0 | 0 | 0 | 0 | 0 | 0 | 0 | 0 | 0 | 0 | 0 | 0 | 0 | 0 | 0
refrigeration | October | weekend | 0 | 0 | 0 | 0 | 0 | 0 | 0 | 0 | 0 | 0 | 0 | 0 | 0 | 0 | 0 | 0 | 0 | 0 | 0 | 0 | 0 | 0 | 0 | 0
refrigeration | November | weekend | 0 | 0 | 0 | 0 | 0 | 0 | 0 | 0 | 0 | 0 | 0 | 0 | 0 | 0 | 0 | 0 | 0 | 0 | 0 | 0 | 0 | 0 | 0 | 0
refrigeration | December | weekend | 0 | 0 | 0 | 0 | 0 | 0 | 0 | 0 | 0 | 0 | 0 | 0 | 0 | 0 | 0 | 0 | 0 | 0 | 0 | 0 | 0 | 0 | 0 | 0
space-heating | January | week | 0 | 0 | 0 | 0 | 0 | 0 | 0 | 0 | 0 | 0 | 0 | 0 | 0 | 0 | 0 | 0 | 0 | 0 | 0 | 0 | 0 | 0 | 0 | 0
space-heating | February | week | 0 | 0 | 0 | 0 | 0 | 0 | 0 | 0 | 0 | 0 | 0 | 0 | 0 | 0 | 0 | 0 | 0 | 0 | 0 | 0 | 0 | 0 | 0 | 0
space-heating | March | week | 0 | 0 | 0 | 0 | 0 | 0 | 0 | 0 | 0 | 0 | 0 | 0 | 0 | 0 | 0 | 0 | 0 | 0 | 0 | 0 | 0 | 0 | 0 | 0
space-heating | April | week | 0 | 0 | 0 | 0 | 0 | 0 | 0 | 0 | 0 | 0 | 0 | 0 | 0 | 0 | 0 | 0 | 0 | 0 | 0 | 0 | 0 | 0 | 0 | 0
space-heating | May | week | 0 | 0 | 0 | 0 | 0 | 0 | 0 | 0 | 0 | 0 | 0 | 0 | 0 | 0 | 0 | 0 | 0 | 0 | 0 | 0 | 0 | 0 | 0 | 0
space-heating | June | week | 0 | 0 | 0 | 0 | 0 | 0 | 0 | 0 | 0 | 0 | 0 | 0 | 0 | 0 | 0 | 0 | 0 | 0 | 0 | 0 | 0 | 0 | 0 | 0
space-heating | July | week | 0 | 0 | 0 | 0 | 0 | 0 | 0 | 0 | 0 | 0 | 0 | 0 | 0 | 0 | 0 | 0 | 0 | 0 | 0 | 0 | 0 | 0 | 0 | 0
space-heating | August | week | 0 | 0 | 0 | 0 | 0 | 0 | 0 | 0 | 0 | 0 | 0 | 0 | 0 | 0 | 0 | 0 | 0 | 0 | 0 | 0 | 0 | 0 | 0 | 0
space-heating | September | week | 0 | 0 | 0 | 0 | 0 | 0 | 0 | 0 | 0 | 0 | 0 | 0 | 0 | 0 | 0 | 0 | 0 | 0 | 0 | 0 | 0 | 0 | 0 | 0
space-heating | October | week | 0 | 0 | 0 | 0 | 0 | 0 | 0 | 0 | 0 | 0 | 0 | 0 | 0 | 0 | 0 | 0 | 0 | 0 | 0 | 0 | 0 | 0 | 0 | 0
space-heating | November | week | 0 | 0 | 0 | 0 | 0 | 0 | 0 | 0 | 0 | 0 | 0 | 0 | 0 | 0 | 0 | 0 | 0 | 0 | 0 | 0 | 0 | 0 | 0 | 0
space-heating | December | week | 0 | 0 | 0 | 0 | 0 | 0 | 0 | 0 | 0 | 0 | 0 | 0 | 0 | 0 | 0 | 0 | 0 | 0 | 0 | 0 | 0 | 0 | 0 | 0
space-heating | January | peak | 0 | 0 | 0 | 0 | 0 | 0 | 0 | 0 | 0 | 0 | 0 | 0 | 0 | 0 | 0 | 0 | 0 | 0 | 0 | 0 | 0 | 0 | 0 | 0
space-heating | February | peak | 0 | 0 | 0 | 0 | 0 | 0 | 0 | 0 | 0 | 0 | 0 | 0 | 0 | 0 | 0 | 0 | 0 | 0 | 0 | 0 | 0 | 0 | 0 | 0
space-heating | March | peak | 0 | 0 | 0 | 0 | 0 | 0 | 0 | 0 | 0 | 0 | 0 | 0 | 0 | 0 | 0 | 0 | 0 | 0 | 0 | 0 | 0 | 0 | 0 | 0
space-heating | April | peak | 0 | 0 | 0 | 0 | 0 | 0 | 0 | 0 | 0 | 0 | 0 | 0 | 0 | 0 | 0 | 0 | 0 | 0 | 0 | 0 | 0 | 0 | 0 | 0
space-heating | May | peak | 0 | 0 | 0 | 0 | 0 | 0 | 0 | 0 | 0 | 0 | 0 | 0 | 0 | 0 | 0 | 0 | 0 | 0 | 0 | 0 | 0 | 0 | 0 | 0
space-heating | June | peak | 0 | 0 | 0 | 0 | 0 | 0 | 0 | 0 | 0 | 0 | 0 | 0 | 0 | 0 | 0 | 0 | 0 | 0 | 0 | 0 | 0 | 0 | 0 | 0
space-heating | July | peak | 0 | 0 | 0 | 0 | 0 | 0 | 0 | 0 | 0 | 0 | 0 | 0 | 0 | 0 | 0 | 0 | 0 | 0 | 0 | 0 | 0 | 0 | 0 | 0
space-heating | August | peak | 0 | 0 | 0 | 0 | 0 | 0 | 0 | 0 | 0 | 0 | 0 | 0 | 0 | 0 | 0 | 0 | 0 | 0 | 0 | 0 | 0 | 0 | 0 | 0
space-heating | September | peak | 0 | 0 | 0 | 0 | 0 | 0 | 0 | 0 | 0 | 0 | 0 | 0 | 0 | 0 | 0 | 0 | 0 | 0 | 0 | 0 | 0 | 0 | 0 | 0
space-heating | October | peak | 0 | 0 | 0 | 0 | 0 | 0 | 0 | 0 | 0 | 0 | 0 | 0 | 0 | 0 | 0 | 0 | 0 | 0 | 0 | 0 | 0 | 0 | 0 | 0
space-heating | November | peak | 0 | 0 | 0 | 0 | 0 | 0 | 0 | 0 | 0 | 0 | 0 | 0 | 0 | 0 | 0 | 0 | 0 | 0 | 0 | 0 | 0 | 0 | 0 | 0
space-heating | December | peak | 0 | 0 | 0 | 0 | 0 | 0 | 0 | 0 | 0 | 0 | 0 | 0 | 0 | 0 | 0 | 0 | 0 | 0 | 0 | 0 | 0 | 0 | 0 | 0
space-heating | January | weekend | 0 | 0 | 0 | 0 | 0 | 0 | 0 | 0 | 0 | 0 | 0 | 0 | 0 | 0 | 0 | 0 | 0 | 0 | 0 | 0 | 0 | 0 | 0 | 0
space-heating | February | weekend | 0 | 0 | 0 | 0 | 0 | 0 | 0 | 0 | 0 | 0 | 0 | 0 | 0 | 0 | 0 | 0 | 0 | 0 | 0 | 0 | 0 | 0 | 0 | 0
space-heating | March | weekend | 0 | 0 | 0 | 0 | 0 | 0 | 0 | 0 | 0 | 0 | 0 | 0 | 0 | 0 | 0 | 0 | 0 | 0 | 0 | 0 | 0 | 0 | 0 | 0
space-heating | April | weekend | 0 | 0 | 0 | 0 | 0 | 0 | 0 | 0 | 0 | 0 | 0 | 0 | 0 | 0 | 0 | 0 | 0 | 0 | 0 | 0 | 0 | 0 | 0 | 0
space-heating | May | weekend | 0 | 0 | 0 | 0 | 0 | 0 | 0 | 0 | 0 | 0 | 0 | 0 | 0 | 0 | 0 | 0 | 0 | 0 | 0 | 0 | 0 | 0 | 0 | 0
space-heating | June | weekend | 0 | 0 | 0 | 0 | 0 | 0 | 0 | 0 | 0 | 0 | 0 | 0 | 0 | 0 | 0 | 0 | 0 | 0 | 0 | 0 | 0 | 0 | 0 | 0
space-heating | July | weekend | 0 | 0 | 0 | 0 | 0 | 0 | 0 | 0 | 0 | 0 | 0 | 0 | 0 | 0 | 0 | 0 | 0 | 0 | 0 | 0 | 0 | 0 | 0 | 0
space-heating | August | weekend | 0 | 0 | 0 | 0 | 0 | 0 | 0 | 0 | 0 | 0 | 0 | 0 | 0 | 0 | 0 | 0 | 0 | 0 | 0 | 0 | 0 | 0 | 0 | 0
space-heating | September | weekend | 0 | 0 | 0 | 0 | 0 | 0 | 0 | 0 | 0 | 0 | 0 | 0 | 0 | 0 | 0 | 0 | 0 | 0 | 0 | 0 | 0 | 0 | 0 | 0
space-heating | October | weekend | 0 | 0 | 0 | 0 | 0 | 0 | 0 | 0 | 0 | 0 | 0 | 0 | 0 | 0 | 0 | 0 | 0 | 0 | 0 | 0 | 0 | 0 | 0 | 0
space-heating | November | weekend | 0 | 0 | 0 | 0 | 0 | 0 | 0 | 0 | 0 | 0 | 0 | 0 | 0 | 0 | 0 | 0 | 0 | 0 | 0 | 0 | 0 | 0 | 0 | 0
space-heating | December | weekend | 0 | 0 | 0 | 0 | 0 | 0 | 0 | 0 | 0 | 0 | 0 | 0 | 0 | 0 | 0 | 0 | 0 | 0 | 0 | 0 | 0 | 0 | 0 | 0
water-heating | January | week | 0 | 0 | 0 | 0 | 0 | 0 | 0 | 0 | 0 | 0 | 0 | 0 | 0 | 0 | 0 | 0 | 0 | 0 | 0 | 0 | 0 | 0 | 0 | 0
water-heating | February | week | 0 | 0 | 0 | 0 | 0 | 0 | 0 | 0 | 0 | 0 | 0 | 0 | 0 | 0 | 0 | 0 | 0 | 0 | 0 | 0 | 0 | 0 | 0 | 0
water-heating | March | week | 0 | 0 | 0 | 0 | 0 | 0 | 0 | 0 | 0 | 0 | 0 | 0 | 0 | 0 | 0 | 0 | 0 | 0 | 0 | 0 | 0 | 0 | 0 | 0
water-heating | April | week | 0 | 0 | 0 | 0 | 0 | 0 | 0 | 0 | 0 | 0 | 0 | 0 | 0 | 0 | 0 | 0 | 0 | 0 | 0 | 0 | 0 | 0 | 0 | 0
water-heating | May | week | 0 | 0 | 0 | 0 | 0 | 0 | 0 | 0 | 0 | 0 | 0 | 0 | 0 | 0 | 0 | 0 | 0 | 0 | 0 | 0 | 0 | 0 | 0 | 0
water-heating | June | week | 0 | 0 | 0 | 0 | 0 | 0 | 0 | 0 | 0 | 0 | 0 | 0 | 0 | 0 | 0 | 0 | 0 | 0 | 0 | 0 | 0 | 0 | 0 | 0
water-heating | July | week | 0 | 0 | 0 | 0 | 0 | 0 | 0 | 0 | 0 | 0 | 0 | 0 | 0 | 0 | 0 | 0 | 0 | 0 | 0 | 0 | 0 | 0 | 0 | 0
water-heating | August | week | 0 | 0 | 0 | 0 | 0 | 0 | 0 | 0 | 0 | 0 | 0 | 0 | 0 | 0 | 0 | 0 | 0 | 0 | 0 | 0 | 0 | 0 | 0 | 0
water-heating | September | week | 0 | 0 | 0 | 0 | 0 | 0 | 0 | 0 | 0 | 0 | 0 | 0 | 0 | 0 | 0 | 0 | 0 | 0 | 0 | 0 | 0 | 0 | 0 | 0
water-heating | October | week | 0 | 0 | 0 | 0 | 0 | 0 | 0 | 0 | 0 | 0 | 0 | 0 | 0 | 0 | 0 | 0 | 0 | 0 | 0 | 0 | 0 | 0 | 0 | 0
water-heating | November | week | 0 | 0 | 0 | 0 | 0 | 0 | 0 | 0 | 0 | 0 | 0 | 0 | 0 | 0 | 0 | 0 | 0 | 0 | 0 | 0 | 0 | 0 | 0 | 0
water-heating | December | week | 0 | 0 | 0 | 0 | 0 | 0 | 0 | 0 | 0 | 0 | 0 | 0 | 0 | 0 | 0 | 0 | 0 | 0 | 0 | 0 | 0 | 0 | 0 | 0
water-heating | January | peak | 0 | 0 | 0 | 0 | 0 | 0 | 0 | 0 | 0 | 0 | 0 | 0 | 0 | 0 | 0 | 0 | 0 | 0 | 0 | 0 | 0 | 0 | 0 | 0
water-heating | February | peak | 0 | 0 | 0 | 0 | 0 | 0 | 0 | 0 | 0 | 0 | 0 | 0 | 0 | 0 | 0 | 0 | 0 | 0 | 0 | 0 | 0 | 0 | 0 | 0
water-heating | March | peak | 0 | 0 | 0 | 0 | 0 | 0 | 0 | 0 | 0 | 0 | 0 | 0 | 0 | 0 | 0 | 0 | 0 | 0 | 0 | 0 | 0 | 0 | 0 | 0
water-heating | April | peak | 0 | 0 | 0 | 0 | 0 | 0 | 0 | 0 | 0 | 0 | 0 | 0 | 0 | 0 | 0 | 0 | 0 | 0 | 0 | 0 | 0 | 0 | 0 | 0
water-heating | May | peak | 0 | 0 | 0 | 0 | 0 | 0 | 0 | 0 | 0 | 0 | 0 | 0 | 0 | 0 | 0 | 0 | 0 | 0 | 0 | 0 | 0 | 0 | 0 | 0
water-heating | June | peak | 0 | 0 | 0 | 0 | 0 | 0 | 0 | 0 | 0 | 0 | 0 | 0 | 0 | 0 | 0 | 0 | 0 | 0 | 0 | 0 | 0 | 0 | 0 | 0
water-heating | July | peak | 0 | 0 | 0 | 0 | 0 | 0 | 0 | 0 | 0 | 0 | 0 | 0 | 0 | 0 | 0 | 0 | 0 | 0 | 0 | 0 | 0 | 0 | 0 | 0
water-heating | August | peak | 0 | 0 | 0 | 0 | 0 | 0 | 0 | 0 | 0 | 0 | 0 | 0 | 0 | 0 | 0 | 0 | 0 | 0 | 0 | 0 | 0 | 0 | 0 | 0
water-heating | September | peak | 0 | 0 | 0 | 0 | 0 | 0 | 0 | 0 | 0 | 0 | 0 | 0 | 0 | 0 | 0 | 0 | 0 | 0 | 0 | 0 | 0 | 0 | 0 | 0
water-heating | October | peak | 0 | 0 | 0 | 0 | 0 | 0 | 0 | 0 | 0 | 0 | 0 | 0 | 0 | 0 | 0 | 0 | 0 | 0 | 0 | 0 | 0 | 0 | 0 | 0
water-heating | November | peak | 0 | 0 | 0 | 0 | 0 | 0 | 0 | 0 | 0 | 0 | 0 | 0 | 0 | 0 | 0 | 0 | 0 | 0 | 0 | 0 | 0 | 0 | 0 | 0
water-heating | December | peak | 0 | 0 | 0 | 0 | 0 | 0 | 0 | 0 | 0 | 0 | 0 | 0 | 0 | 0 | 0 | 0 | 0 | 0 | 0 | 0 | 0 | 0 | 0 | 0
water-heating | January | weekend | 0 | 0 | 0 | 0 | 0 | 0 | 0 | 0 | 0 | 0 | 0 | 0 | 0 | 0 | 0 | 0 | 0 | 0 | 0 | 0 | 0 | 0 | 0 | 0
water-heating | February | weekend | 0 | 0 | 0 | 0 | 0 | 0 | 0 | 0 | 0 | 0 | 0 | 0 | 0 | 0 | 0 | 0 | 0 | 0 | 0 | 0 | 0 | 0 | 0 | 0
water-heating | March | weekend | 0 | 0 | 0 | 0 | 0 | 0 | 0 | 0 | 0 | 0 | 0 | 0 | 0 | 0 | 0 | 0 | 0 | 0 | 0 | 0 | 0 | 0 | 0 | 0
water-heating | April | weekend | 0 | 0 | 0 | 0 | 0 | 0 | 0 | 0 | 0 | 0 | 0 | 0 | 0 | 0 | 0 | 0 | 0 | 0 | 0 | 0 | 0 | 0 | 0 | 0
water-heating | May | weekend | 0 | 0 | 0 | 0 | 0 | 0 | 0 | 0 | 0 | 0 | 0 | 0 | 0 | 0 | 0 | 0 | 0 | 0 | 0 | 0 | 0 | 0 | 0 | 0
water-heating | June | weekend | 0 | 0 | 0 | 0 | 0 | 0 | 0 | 0 | 0 | 0 | 0 | 0 | 0 | 0 | 0 | 0 | 0 | 0 | 0 | 0 | 0 | 0 | 0 | 0
water-heating | July | weekend | 0 | 0 | 0 | 0 | 0 | 0 | 0 | 0 | 0 | 0 | 0 | 0 | 0 | 0 | 0 | 0 | 0 | 0 | 0 | 0 | 0 | 0 | 0 | 0
water-heating | August | weekend | 0 | 0 | 0 | 0 | 0 | 0 | 0 | 0 | 0 | 0 | 0 | 0 | 0 | 0 | 0 | 0 | 0 | 0 | 0 | 0 | 0 | 0 | 0 | 0
water-heating | September | weekend | 0 | 0 | 0 | 0 | 0 | 0 | 0 | 0 | 0 | 0 | 0 | 0 | 0 | 0 | 0 | 0 | 0 | 0 | 0 | 0 | 0 | 0 | 0 | 0
water-heating | October | weekend | 0 | 0 | 0 | 0 | 0 | 0 | 0 | 0 | 0 | 0 | 0 | 0 | 0 | 0 | 0 | 0 | 0 | 0 | 0 | 0 | 0 | 0 | 0 | 0
water-heating | November | weekend | 0 | 0 | 0 | 0 | 0 | 0 | 0 | 0 | 0 | 0 | 0 | 0 | 0 | 0 | 0 | 0 | 0 | 0 | 0 | 0 | 0 | 0 | 0 | 0
water-heating | December | weekend | 0 | 0 | 0 | 0 | 0 | 0 | 0 | 0 | 0 | 0 | 0 | 0 | 0 | 0 | 0 | 0 | 0 | 0 | 0 | 0 | 0 | 0 | 0 | 0
naturalgas-only | January | week | 0 | 0 | 0 | 0 | 0 | 0 | 0 | 0 | 0 | 0 | 0 | 0 | 0 | 0 | 0 | 0 | 0 | 0 | 0 | 0 | 0 | 0 | 0 | 0
naturalgas-only | February | week | 0 | 0 | 0 | 0 | 0 | 0 | 0 | 0 | 0 | 0 | 0 | 0 | 0 | 0 | 0 | 0 | 0 | 0 | 0 | 0 | 0 | 0 | 0 | 0
naturalgas-only | March | week | 0 | 0 | 0 | 0 | 0 | 0 | 0 | 0 | 0 | 0 | 0 | 0 | 0 | 0 | 0 | 0 | 0 | 0 | 0 | 0 | 0 | 0 | 0 | 0
naturalgas-only | April | week | 0 | 0 | 0 | 0 | 0 | 0 | 0 | 0 | 0 | 0 | 0 | 0 | 0 | 0 | 0 | 0 | 0 | 0 | 0 | 0 | 0 | 0 | 0 | 0
naturalgas-only | May | week | 0 | 0 | 0 | 0 | 0 | 0 | 0 | 0 | 0 | 0 | 0 | 0 | 0 | 0 | 0 | 0 | 0 | 0 | 0 | 0 | 0 | 0 | 0 | 0
naturalgas-only | June | week | 0 | 0 | 0 | 0 | 0 | 0 | 0 | 0 | 0 | 0 | 0 | 0 | 0 | 0 | 0 | 0 | 0 | 0 | 0 | 0 | 0 | 0 | 0 | 0
naturalgas-only | July | week | 0 | 0 | 0 | 0 | 0 | 0 | 0 | 0 | 0 | 0 | 0 | 0 | 0 | 0 | 0 | 0 | 0 | 0 | 0 | 0 | 0 | 0 | 0 | 0
naturalgas-only | August | week | 0 | 0 | 0 | 0 | 0 | 0 | 0 | 0 | 0 | 0 | 0 | 0 | 0 | 0 | 0 | 0 | 0 | 0 | 0 | 0 | 0 | 0 | 0 | 0
naturalgas-only | September | week | 0 | 0 | 0 | 0 | 0 | 0 | 0 | 0 | 0 | 0 | 0 | 0 | 0 | 0 | 0 | 0 | 0 | 0 | 0 | 0 | 0 | 0 | 0 | 0
naturalgas-only | October | week | 0 | 0 | 0 | 0 | 0 | 0 | 0 | 0 | 0 | 0 | 0 | 0 | 0 | 0 | 0 | 0 | 0 | 0 | 0 | 0 | 0 | 0 | 0 | 0
naturalgas-only | November | week | 0 | 0 | 0 | 0 | 0 | 0 | 0 | 0 | 0 | 0 | 0 | 0 | 0 | 0 | 0 | 0 | 0 | 0 | 0 | 0 | 0 | 0 | 0 | 0
naturalgas-only | December | week | 0 | 0 | 0 | 0 | 0 | 0 | 0 | 0 | 0 | 0 | 0 | 0 | 0 | 0 | 0 | 0 | 0 | 0 | 0 | 0 | 0 | 0 | 0 | 0
naturalgas-only | January | peak | 0 | 0 | 0 | 0 | 0 | 0 | 0 | 0 | 0 | 0 | 0 | 0 | 0 | 0 | 0 | 0 | 0 | 0 | 0 | 0 | 0 | 0 | 0 | 0
naturalgas-only | February | peak | 0 | 0 | 0 | 0 | 0 | 0 | 0 | 0 | 0 | 0 | 0 | 0 | 0 | 0 | 0 | 0 | 0 | 0 | 0 | 0 | 0 | 0 | 0 | 0
naturalgas-only | March | peak | 0 | 0 | 0 | 0 | 0 | 0 | 0 | 0 | 0 | 0 | 0 | 0 | 0 | 0 | 0 | 0 | 0 | 0 | 0 | 0 | 0 | 0 | 0 | 0
naturalgas-only | April | peak | 0 | 0 | 0 | 0 | 0 | 0 | 0 | 0 | 0 | 0 | 0 | 0 | 0 | 0 | 0 | 0 | 0 | 0 | 0 | 0 | 0 | 0 | 0 | 0
naturalgas-only | May | peak | 0 | 0 | 0 | 0 | 0 | 0 | 0 | 0 | 0 | 0 | 0 | 0 | 0 | 0 | 0 | 0 | 0 | 0 | 0 | 0 | 0 | 0 | 0 | 0
naturalgas-only | June | peak | 0 | 0 | 0 | 0 | 0 | 0 | 0 | 0 | 0 | 0 | 0 | 0 | 0 | 0 | 0 | 0 | 0 | 0 | 0 | 0 | 0 | 0 | 0 | 0
naturalgas-only | July | peak | 0 | 0 | 0 | 0 | 0 | 0 | 0 | 0 | 0 | 0 | 0 | 0 | 0 | 0 | 0 | 0 | 0 | 0 | 0 | 0 | 0 | 0 | 0 | 0
naturalgas-only | August | peak | 0 | 0 | 0 | 0 | 0 | 0 | 0 | 0 | 0 | 0 | 0 | 0 | 0 | 0 | 0 | 0 | 0 | 0 | 0 | 0 | 0 | 0 | 0 | 0
naturalgas-only | September | peak | 0 | 0 | 0 | 0 | 0 | 0 | 0 | 0 | 0 | 0 | 0 | 0 | 0 | 0 | 0 | 0 | 0 | 0 | 0 | 0 | 0 | 0 | 0 | 0
naturalgas-only | October | peak | 0 | 0 | 0 | 0 | 0 | 0 | 0 | 0 | 0 | 0 | 0 | 0 | 0 | 0 | 0 | 0 | 0 | 0 | 0 | 0 | 0 | 0 | 0 | 0
naturalgas-only | November | peak | 0 | 0 | 0 | 0 | 0 | 0 | 0 | 0 | 0 | 0 | 0 | 0 | 0 | 0 | 0 | 0 | 0 | 0 | 0 | 0 | 0 | 0 | 0 | 0
naturalgas-only | December | peak | 0 | 0 | 0 | 0 | 0 | 0 | 0 | 0 | 0 | 0 | 0 | 0 | 0 | 0 | 0 | 0 | 0 | 0 | 0 | 0 | 0 | 0 | 0 | 0
naturalgas-only | January | weekend | 0 | 0 | 0 | 0 | 0 | 0 | 0 | 0 | 0 | 0 | 0 | 0 | 0 | 0 | 0 | 0 | 0 | 0 | 0 | 0 | 0 | 0 | 0 | 0
naturalgas-only | February | weekend | 0 | 0 | 0 | 0 | 0 | 0 | 0 | 0 | 0 | 0 | 0 | 0 | 0 | 0 | 0 | 0 | 0 | 0 | 0 | 0 | 0 | 0 | 0 | 0
naturalgas-only | March | weekend | 0 | 0 | 0 | 0 | 0 | 0 | 0 | 0 | 0 | 0 | 0 | 0 | 0 | 0 | 0 | 0 | 0 | 0 | 0 | 0 | 0 | 0 | 0 | 0
naturalgas-only | April | weekend | 0 | 0 | 0 | 0 | 0 | 0 | 0 | 0 | 0 | 0 | 0 | 0 | 0 | 0 | 0 | 0 | 0 | 0 | 0 | 0 | 0 | 0 | 0 | 0
naturalgas-only | May | weekend | 0 | 0 | 0 | 0 | 0 | 0 | 0 | 0 | 0 | 0 | 0 | 0 | 0 | 0 | 0 | 0 | 0 | 0 | 0 | 0 | 0 | 0 | 0 | 0
naturalgas-only | June | weekend | 0 | 0 | 0 | 0 | 0 | 0 | 0 | 0 | 0 | 0 | 0 | 0 | 0 | 0 | 0 | 0 | 0 | 0 | 0 | 0 | 0 | 0 | 0 | 0
naturalgas-only | July | weekend | 0 | 0 | 0 | 0 | 0 | 0 | 0 | 0 | 0 | 0 | 0 | 0 | 0 | 0 | 0 | 0 | 0 | 0 | 0 | 0 | 0 | 0 | 0 | 0
naturalgas-only | August | weekend | 0 | 0 | 0 | 0 | 0 | 0 | 0 | 0 | 0 | 0 | 0 | 0 | 0 | 0 | 0 | 0 | 0 | 0 | 0 | 0 | 0 | 0 | 0 | 0
naturalgas-only | September | weekend | 0 | 0 | 0 | 0 | 0 | 0 | 0 | 0 | 0 | 0 | 0 | 0 | 0 | 0 | 0 | 0 | 0 | 0 | 0 | 0 | 0 | 0 | 0 | 0
naturalgas-only | October | weekend | 0 | 0 | 0 | 0 | 0 | 0 | 0 | 0 | 0 | 0 | 0 | 0 | 0 | 0 | 0 | 0 | 0 | 0 | 0 | 0 | 0 | 0 | 0 | 0
naturalgas-only | November | weekend | 0 | 0 | 0 | 0 | 0 | 0 | 0 | 0 | 0 | 0 | 0 | 0 | 0 | 0 | 0 | 0 | 0 | 0 | 0 | 0 | 0 | 0 | 0 | 0
naturalgas-only | December | weekend | 0 | 0 | 0 | 0 | 0 | 0 | 0 | 0 | 0 | 0 | 0 | 0 | 0 | 0 | 0 | 0 | 0 | 0 | 0 | 0 | 0 | 0 | 0 | 0

## ListOfHours
|  | 1 | 2 | 3 | 4 | 5 | 6 | 7 | 8 | 9 | 10 | 11 | 12 | 13 | 14 | 15 | 16 | 17 | 18 | 19 | 20 | 21 | 22 | 23 | 24
Summer | week | 3 | 3 | 3 | 3 | 3 | 3 | 3 | 3 | 2 | 2 | 2 | 2 | 1 | 1 | 1 | 1 | 1 | 1 | 2 | 2 | 2 | 2 | 3 | 3
Summer | peak | 3 | 3 | 3 | 3 | 3 | 3 | 3 | 3 | 2 | 2 | 2 | 2 | 1 | 1 | 1 | 1 | 1 | 1 | 2 | 2 | 2 | 2 | 3 | 3
Summer | weekend | 3 | 3 | 3 | 3 | 3 | 3 | 3 | 3 | 3 | 3 | 3 | 3 | 3 | 3 | 3 | 3 | 3 | 3 | 3 | 3 | 3 | 3 | 3 | 3
Winter | week | 3 | 3 | 3 | 3 | 3 | 3 | 3 | 3 | 2 | 2 | 2 | 2 | 2 | 2 | 2 | 2 | 2 | 2 | 2 | 2 | 2 | 2 | 3 | 3
Winter | peak | 3 | 3 | 3 | 3 | 3 | 3 | 3 | 3 | 2 | 2 | 2 | 2 | 2 | 2 | 2 | 2 | 2 | 2 | 2 | 2 | 2 | 2 | 3 | 3
Winter | weekend | 3 | 3 | 3 | 3 | 3 | 3 | 3 | 3 | 3 | 3 | 3 | 3 | 3 | 3 | 3 | 3 | 3 | 3 | 3 | 3 | 3 | 3 | 3 | 3

## monthseason
| Summer | Winter
January | 0 | 1
February | 0 | 1
March | 0 | 1
April | 0 | 1
May | 1 | 0
June | 1 | 0
July | 1 | 0
August | 1 | 0
September | 1 | 0
October | 1 | 0
November | 0 | 1
December | 0 | 1

## monthlydemandrates
| coincident | noncoincident | onpeak | midpeak | offpeak
January | 0 | 0 | 0 | 0 | 0
February | 0 | 0 | 0 | 0 | 0
March | 0 | 0 | 0 | 0 | 0
April | 0 | 0 | 0 | 0 | 0
May | 0 | 0 | 0 | 0 | 0
June | 0 | 0 | 0 | 0 | 0
July | 0 | 0 | 0 | 0 | 0
August | 0 | 0 | 0 | 0 | 0
September | 0 | 0 | 0 | 0 | 0
October | 0 | 0 | 0 | 0 | 0
November | 0 | 0 | 0 | 0 | 0
December | 0 | 0 | 0 | 0 | 0

## MonthlyFee
UtilElectric | 0
UtilNGbasic | 0
UtilNGforDG | 0
UtilNGforABS | 0
UtilDiesel | 0
UtilHydrogen | 0

## numberOfDays
F1 | peak | week | weekend | emergency-week | emergency-peak | emergency-weekend
January | 3 | 20 | 8 | 0 | 0 | 0
February | 3 | 17 | 8 | 0 | 0 | 0
March | 3 | 18 | 10 | 0 | 0 | 0
April | 3 | 19 | 8 | 0 | 0 | 0
May | 3 | 20 | 8 | 0 | 0 | 0
June | 3 | 17 | 10 | 0 | 0 | 0
July | 3 | 20 | 8 | 0 | 0 | 0
August | 3 | 19 | 9 | 0 | 0 | 0
September | 3 | 18 | 9 | 0 | 0 | 0
October | 3 | 20 | 8 | 0 | 0 | 0
November | 3 | 18 | 9 | 0 | 0 | 0
December | 3 | 19 | 9 | 0 | 0 | 0

## PX
|  | 1 | 2 | 3 | 4 | 5 | 6 | 7 | 8 | 9 | 10 | 11 | 12 | 13 | 14 | 15 | 16 | 17 | 18 | 19 | 20 | 21 | 22 | 23 | 24
January | Week | 0 | 0 | 0 | 0 | 0 | 0 | 0 | 0 | 0 | 0 | 0 | 0 | 0 | 0 | 0 | 0 | 0 | 0 | 0 | 0 | 0 | 0 | 0 | 0
January | Peak | 0 | 0 | 0 | 0 | 0 | 0 | 0 | 0 | 0 | 0 | 0 | 0 | 0 | 0 | 0 | 0 | 0 | 0 | 0 | 0 | 0 | 0 | 0 | 0
January | Weekend | 0 | 0 | 0 | 0 | 0 | 0 | 0 | 0 | 0 | 0 | 0 | 0 | 0 | 0 | 0 | 0 | 0 | 0 | 0 | 0 | 0 | 0 | 0 | 0
February | Week | 0 | 0 | 0 | 0 | 0 | 0 | 0 | 0 | 0 | 0 | 0 | 0 | 0 | 0 | 0 | 0 | 0 | 0 | 0 | 0 | 0 | 0 | 0 | 0
February | Peak | 0 | 0 | 0 | 0 | 0 | 0 | 0 | 0 | 0 | 0 | 0 | 0 | 0 | 0 | 0 | 0 | 0 | 0 | 0 | 0 | 0 | 0 | 0 | 0
February | Weekend | 0 | 0 | 0 | 0 | 0 | 0 | 0 | 0 | 0 | 0 | 0 | 0 | 0 | 0 | 0 | 0 | 0 | 0 | 0 | 0 | 0 | 0 | 0 | 0
March | Week | 0 | 0 | 0 | 0 | 0 | 0 | 0 | 0 | 0 | 0 | 0 | 0 | 0 | 0 | 0 | 0 | 0 | 0 | 0 | 0 | 0 | 0 | 0 | 0
March | Peak | 0 | 0 | 0 | 0 | 0 | 0 | 0 | 0 | 0 | 0 | 0 | 0 | 0 | 0 | 0 | 0 | 0 | 0 | 0 | 0 | 0 | 0 | 0 | 0
March | Weekend | 0 | 0 | 0 | 0 | 0 | 0 | 0 | 0 | 0 | 0 | 0 | 0 | 0 | 0 | 0 | 0 | 0 | 0 | 0 | 0 | 0 | 0 | 0 | 0
April | Week | 0 | 0 | 0 | 0 | 0 | 0 | 0 | 0 | 0 | 0 | 0 | 0 | 0 | 0 | 0 | 0 | 0 | 0 | 0 | 0 | 0 | 0 | 0 | 0
April | Peak | 0 | 0 | 0 | 0 | 0 | 0 | 0 | 0 | 0 | 0 | 0 | 0 | 0 | 0 | 0 | 0 | 0 | 0 | 0 | 0 | 0 | 0 | 0 | 0
April | Weekend | 0 | 0 | 0 | 0 | 0 | 0 | 0 | 0 | 0 | 0 | 0 | 0 | 0 | 0 | 0 | 0 | 0 | 0 | 0 | 0 | 0 | 0 | 0 | 0
May | Week | 0 | 0 | 0 | 0 | 0 | 0 | 0 | 0 | 0 | 0 | 0 | 0 | 0 | 0 | 0 | 0 | 0 | 0 | 0 | 0 | 0 | 0 | 0 | 0
May | Peak | 0 | 0 | 0 | 0 | 0 | 0 | 0 | 0 | 0 | 0 | 0 | 0 | 0 | 0 | 0 | 0 | 0 | 0 | 0 | 0 | 0 | 0 | 0 | 0
May | Weekend | 0 | 0 | 0 | 0 | 0 | 0 | 0 | 0 | 0 | 0 | 0 | 0 | 0 | 0 | 0 | 0 | 0 | 0 | 0 | 0 | 0 | 0 | 0 | 0
June | Week | 0 | 0 | 0 | 0 | 0 | 0 | 0 | 0 | 0 | 0 | 0 | 0 | 0 | 0 | 0 | 0 | 0 | 0 | 0 | 0 | 0 | 0 | 0 | 0
June | Peak | 0 | 0 | 0 | 0 | 0 | 0 | 0 | 0 | 0 | 0 | 0 | 0 | 0 | 0 | 0 | 0 | 0 | 0 | 0 | 0 | 0 | 0 | 0 | 0
June | Weekend | 0 | 0 | 0 | 0 | 0 | 0 | 0 | 0 | 0 | 0 | 0 | 0 | 0 | 0 | 0 | 0 | 0 | 0 | 0 | 0 | 0 | 0 | 0 | 0
July | Week | 0 | 0 | 0 | 0 | 0 | 0 | 0 | 0 | 0 | 0 | 0 | 0 | 0 | 0 | 0 | 0 | 0 | 0 | 0 | 0 | 0 | 0 | 0 | 0
July | Peak | 0 | 0 | 0 | 0 | 0 | 0 | 0 | 0 | 0 | 0 | 0 | 0 | 0 | 0 | 0 | 0 | 0 | 0 | 0 | 0 | 0 | 0 | 0 | 0
July | Weekend | 0 | 0 | 0 | 0 | 0 | 0 | 0 | 0 | 0 | 0 | 0 | 0 | 0 | 0 | 0 | 0 | 0 | 0 | 0 | 0 | 0 | 0 | 0 | 0
August | Week | 0 | 0 | 0 | 0 | 0 | 0 | 0 | 0 | 0 | 0 | 0 | 0 | 0 | 0 | 0 | 0 | 0 | 0 | 0 | 0 | 0 | 0 | 0 | 0
August | Peak | 0 | 0 | 0 | 0 | 0 | 0 | 0 | 0 | 0 | 0 | 0 | 0 | 0 | 0 | 0 | 0 | 0 | 0 | 0 | 0 | 0 | 0 | 0 | 0
August | Weekend | 0 | 0 | 0 | 0 | 0 | 0 | 0 | 0 | 0 | 0 | 0 | 0 | 0 | 0 | 0 | 0 | 0 | 0 | 0 | 0 | 0 | 0 | 0 | 0
September | Week | 0 | 0 | 0 | 0 | 0 | 0 | 0 | 0 | 0 | 0 | 0 | 0 | 0 | 0 | 0 | 0 | 0 | 0 | 0 | 0 | 0 | 0 | 0 | 0
September | Peak | 0 | 0 | 0 | 0 | 0 | 0 | 0 | 0 | 0 | 0 | 0 | 0 | 0 | 0 | 0 | 0 | 0 | 0 | 0 | 0 | 0 | 0 | 0 | 0
September | Weekend | 0 | 0 | 0 | 0 | 0 | 0 | 0 | 0 | 0 | 0 | 0 | 0 | 0 | 0 | 0 | 0 | 0 | 0 | 0 | 0 | 0 | 0 | 0 | 0
October | Week | 0 | 0 | 0 | 0 | 0 | 0 | 0 | 0 | 0 | 0 | 0 | 0 | 0 | 0 | 0 | 0 | 0 | 0 | 0 | 0 | 0 | 0 | 0 | 0
October | Peak | 0 | 0 | 0 | 0 | 0 | 0 | 0 | 0 | 0 | 0 | 0 | 0 | 0 | 0 | 0 | 0 | 0 | 0 | 0 | 0 | 0 | 0 | 0 | 0
October | Weekend | 0 | 0 | 0 | 0 | 0 | 0 | 0 | 0 | 0 | 0 | 0 | 0 | 0 | 0 | 0 | 0 | 0 | 0 | 0 | 0 | 0 | 0 | 0 | 0
November | Week | 0 | 0 | 0 | 0 | 0 | 0 | 0 | 0 | 0 | 0 | 0 | 0 | 0 | 0 | 0 | 0 | 0 | 0 | 0 | 0 | 0 | 0 | 0 | 0
November | Peak | 0 | 0 | 0 | 0 | 0 | 0 | 0 | 0 | 0 | 0 | 0 | 0 | 0 | 0 | 0 | 0 | 0 | 0 | 0 | 0 | 0 | 0 | 0 | 0
November | Weekend | 0 | 0 | 0 | 0 | 0 | 0 | 0 | 0 | 0 | 0 | 0 | 0 | 0 | 0 | 0 | 0 | 0 | 0 | 0 | 0 | 0 | 0 | 0 | 0
December | Week | 0 | 0 | 0 | 0 | 0 | 0 | 0 | 0 | 0 | 0 | 0 | 0 | 0 | 0 | 0 | 0 | 0 | 0 | 0 | 0 | 0 | 0 | 0 | 0
December | Peak | 0 | 0 | 0 | 0 | 0 | 0 | 0 | 0 | 0 | 0 | 0 | 0 | 0 | 0 | 0 | 0 | 0 | 0 | 0 | 0 | 0 | 0 | 0 | 0
December | Weekend | 0 | 0 | 0 | 0 | 0 | 0 | 0 | 0 | 0 | 0 | 0 | 0 | 0 | 0 | 0 | 0 | 0 | 0 | 0 | 0 | 0 | 0 | 0 | 0

## PXTier
|  | TierMaxLevel | TierRate
January | Tier1 | 0 | 0
January | Tier2 | 0 | 0
January | Tier3 | 0 | 0
February | Tier1 | 0 | 0
February | Tier2 | 0 | 0
February | Tier3 | 0 | 0
March | Tier1 | 0 | 0
March | Tier2 | 0 | 0
March | Tier3 | 0 | 0
April | Tier1 | 0 | 0
April | Tier2 | 0 | 0
April | Tier3 | 0 | 0
May | Tier1 | 0 | 0
May | Tier2 | 0 | 0
May | Tier3 | 0 | 0
June | Tier1 | 0 | 0
June | Tier2 | 0 | 0
June | Tier3 | 0 | 0
July | Tier1 | 0 | 0
July | Tier2 | 0 | 0
July | Tier3 | 0 | 0
August | Tier1 | 0 | 0
August | Tier2 | 0 | 0
August | Tier3 | 0 | 0
September | Tier1 | 0 | 0
September | Tier2 | 0 | 0
September | Tier3 | 0 | 0
October | Tier1 | 0 | 0
October | Tier2 | 0 | 0
October | Tier3 | 0 | 0
November | Tier1 | 0 | 0
November | Tier2 | 0 | 0
November | Tier3 | 0 | 0
December | Tier1 | 0 | 0
December | Tier2 | 0 | 0
December | Tier3 | 0 | 0

## ASSpinMarketReq
TimeToStartReq | 10
TimeToRampReq | 2
MinBidkW | 100
EffUtilRate | 0.1
ConstantUtilRate | 1

## ASSpinUsePrice
|  | 1 | 2 | 3 | 4 | 5 | 6 | 7 | 8 | 9 | 10 | 11 | 12 | 13 | 14 | 15 | 16 | 17 | 18 | 19 | 20 | 21 | 22 | 23 | 24
January | week | 0 | 0 | 0 | 0 | 0 | 0 | 0 | 0 | 0 | 0 | 0 | 0 | 0 | 0 | 0 | 0 | 0 | 0 | 0 | 0 | 0 | 0 | 0 | 0
February | week | 0 | 0 | 0 | 0 | 0 | 0 | 0 | 0 | 0 | 0 | 0 | 0 | 0 | 0 | 0 | 0 | 0 | 0 | 0 | 0 | 0 | 0 | 0 | 0
March | week | 0 | 0 | 0 | 0 | 0 | 0 | 0 | 0 | 0 | 0 | 0 | 0 | 0 | 0 | 0 | 0 | 0 | 0 | 0 | 0 | 0 | 0 | 0 | 0
April | week | 0 | 0 | 0 | 0 | 0 | 0 | 0 | 0 | 0 | 0 | 0 | 0 | 0 | 0 | 0 | 0 | 0 | 0 | 0 | 0 | 0 | 0 | 0 | 0
May | week | 0 | 0 | 0 | 0 | 0 | 0 | 0 | 0 | 0 | 0 | 0 | 0 | 0 | 0 | 0 | 0 | 0 | 0 | 0 | 0 | 0 | 0 | 0 | 0
June | week | 0 | 0 | 0 | 0 | 0 | 0 | 0 | 0 | 0 | 0 | 0 | 0 | 0 | 0 | 0 | 0 | 0 | 0 | 0 | 0 | 0 | 0 | 0 | 0
July | week | 0 | 0 | 0 | 0 | 0 | 0 | 0 | 0 | 0 | 0 | 0 | 0 | 0 | 0 | 0 | 0 | 0 | 0 | 0 | 0 | 0 | 0 | 0 | 0
August | week | 0 | 0 | 0 | 0 | 0 | 0 | 0 | 0 | 0 | 0 | 0 | 0 | 0 | 0 | 0 | 0 | 0 | 0 | 0 | 0 | 0 | 0 | 0 | 0
September | week | 0 | 0 | 0 | 0 | 0 | 0 | 0 | 0 | 0 | 0 | 0 | 0 | 0 | 0 | 0 | 0 | 0 | 0 | 0 | 0 | 0 | 0 | 0 | 0
October | week | 0 | 0 | 0 | 0 | 0 | 0 | 0 | 0 | 0 | 0 | 0 | 0 | 0 | 0 | 0 | 0 | 0 | 0 | 0 | 0 | 0 | 0 | 0 | 0
November | week | 0 | 0 | 0 | 0 | 0 | 0 | 0 | 0 | 0 | 0 | 0 | 0 | 0 | 0 | 0 | 0 | 0 | 0 | 0 | 0 | 0 | 0 | 0 | 0
December | week | 0 | 0 | 0 | 0 | 0 | 0 | 0 | 0 | 0 | 0 | 0 | 0 | 0 | 0 | 0 | 0 | 0 | 0 | 0 | 0 | 0 | 0 | 0 | 0
January | peak | 0 | 0 | 0 | 0 | 0 | 0 | 0 | 0 | 0 | 0 | 0 | 0 | 0 | 0 | 0 | 0 | 0 | 0 | 0 | 0 | 0 | 0 | 0 | 0
February | peak | 0 | 0 | 0 | 0 | 0 | 0 | 0 | 0 | 0 | 0 | 0 | 0 | 0 | 0 | 0 | 0 | 0 | 0 | 0 | 0 | 0 | 0 | 0 | 0
March | peak | 0 | 0 | 0 | 0 | 0 | 0 | 0 | 0 | 0 | 0 | 0 | 0 | 0 | 0 | 0 | 0 | 0 | 0 | 0 | 0 | 0 | 0 | 0 | 0
April | peak | 0 | 0 | 0 | 0 | 0 | 0 | 0 | 0 | 0 | 0 | 0 | 0 | 0 | 0 | 0 | 0 | 0 | 0 | 0 | 0 | 0 | 0 | 0 | 0
May | peak | 0 | 0 | 0 | 0 | 0 | 0 | 0 | 0 | 0 | 0 | 0 | 0 | 0 | 0 | 0 | 0 | 0 | 0 | 0 | 0 | 0 | 0 | 0 | 0
June | peak | 0 | 0 | 0 | 0 | 0 | 0 | 0 | 0 | 0 | 0 | 0 | 0 | 0 | 0 | 0 | 0 | 0 | 0 | 0 | 0 | 0 | 0 | 0 | 0
July | peak | 0 | 0 | 0 | 0 | 0 | 0 | 0 | 0 | 0 | 0 | 0 | 0 | 0 | 0 | 0 | 0 | 0 | 0 | 0 | 0 | 0 | 0 | 0 | 0
August | peak | 0 | 0 | 0 | 0 | 0 | 0 | 0 | 0 | 0 | 0 | 0 | 0 | 0 | 0 | 0 | 0 | 0 | 0 | 0 | 0 | 0 | 0 | 0 | 0
September | peak | 0 | 0 | 0 | 0 | 0 | 0 | 0 | 0 | 0 | 0 | 0 | 0 | 0 | 0 | 0 | 0 | 0 | 0 | 0 | 0 | 0 | 0 | 0 | 0
October | peak | 0 | 0 | 0 | 0 | 0 | 0 | 0 | 0 | 0 | 0 | 0 | 0 | 0 | 0 | 0 | 0 | 0 | 0 | 0 | 0 | 0 | 0 | 0 | 0
November | peak | 0 | 0 | 0 | 0 | 0 | 0 | 0 | 0 | 0 | 0 | 0 | 0 | 0 | 0 | 0 | 0 | 0 | 0 | 0 | 0 | 0 | 0 | 0 | 0
December | peak | 0 | 0 | 0 | 0 | 0 | 0 | 0 | 0 | 0 | 0 | 0 | 0 | 0 | 0 | 0 | 0 | 0 | 0 | 0 | 0 | 0 | 0 | 0 | 0
January | weekend | 0 | 0 | 0 | 0 | 0 | 0 | 0 | 0 | 0 | 0 | 0 | 0 | 0 | 0 | 0 | 0 | 0 | 0 | 0 | 0 | 0 | 0 | 0 | 0
February | weekend | 0 | 0 | 0 | 0 | 0 | 0 | 0 | 0 | 0 | 0 | 0 | 0 | 0 | 0 | 0 | 0 | 0 | 0 | 0 | 0 | 0 | 0 | 0 | 0
March | weekend | 0 | 0 | 0 | 0 | 0 | 0 | 0 | 0 | 0 | 0 | 0 | 0 | 0 | 0 | 0 | 0 | 0 | 0 | 0 | 0 | 0 | 0 | 0 | 0
April | weekend | 0 | 0 | 0 | 0 | 0 | 0 | 0 | 0 | 0 | 0 | 0 | 0 | 0 | 0 | 0 | 0 | 0 | 0 | 0 | 0 | 0 | 0 | 0 | 0
May | weekend | 0 | 0 | 0 | 0 | 0 | 0 | 0 | 0 | 0 | 0 | 0 | 0 | 0 | 0 | 0 | 0 | 0 | 0 | 0 | 0 | 0 | 0 | 0 | 0
June | weekend | 0 | 0 | 0 | 0 | 0 | 0 | 0 | 0 | 0 | 0 | 0 | 0 | 0 | 0 | 0 | 0 | 0 | 0 | 0 | 0 | 0 | 0 | 0 | 0
July | weekend | 0 | 0 | 0 | 0 | 0 | 0 | 0 | 0 | 0 | 0 | 0 | 0 | 0 | 0 | 0 | 0 | 0 | 0 | 0 | 0 | 0 | 0 | 0 | 0
August | weekend | 0 | 0 | 0 | 0 | 0 | 0 | 0 | 0 | 0 | 0 | 0 | 0 | 0 | 0 | 0 | 0 | 0 | 0 | 0 | 0 | 0 | 0 | 0 | 0
September | weekend | 0 | 0 | 0 | 0 | 0 | 0 | 0 | 0 | 0 | 0 | 0 | 0 | 0 | 0 | 0 | 0 | 0 | 0 | 0 | 0 | 0 | 0 | 0 | 0
October | weekend | 0 | 0 | 0 | 0 | 0 | 0 | 0 | 0 | 0 | 0 | 0 | 0 | 0 | 0 | 0 | 0 | 0 | 0 | 0 | 0 | 0 | 0 | 0 | 0
November | weekend | 0 | 0 | 0 | 0 | 0 | 0 | 0 | 0 | 0 | 0 | 0 | 0 | 0 | 0 | 0 | 0 | 0 | 0 | 0 | 0 | 0 | 0 | 0 | 0
December | weekend | 0 | 0 | 0 | 0 | 0 | 0 | 0 | 0 | 0 | 0 | 0 | 0 | 0 | 0 | 0 | 0 | 0 | 0 | 0 | 0 | 0 | 0 | 0 | 0

## ASSpinCapPrice
|  | 1 | 2 | 3 | 4 | 5 | 6 | 7 | 8 | 9 | 10 | 11 | 12 | 13 | 14 | 15 | 16 | 17 | 18 | 19 | 20 | 21 | 22 | 23 | 24
January | week | 0 | 0 | 0 | 0 | 0 | 0 | 0 | 0 | 0 | 0 | 0 | 0 | 0 | 0 | 0 | 0 | 0 | 0 | 0 | 0 | 0 | 0 | 0 | 0
February | week | 0 | 0 | 0 | 0 | 0 | 0 | 0 | 0 | 0 | 0 | 0 | 0 | 0 | 0 | 0 | 0 | 0 | 0 | 0 | 0 | 0 | 0 | 0 | 0
March | week | 0 | 0 | 0 | 0 | 0 | 0 | 0 | 0 | 0 | 0 | 0 | 0 | 0 | 0 | 0 | 0 | 0 | 0 | 0 | 0 | 0 | 0 | 0 | 0
April | week | 0 | 0 | 0 | 0 | 0 | 0 | 0 | 0 | 0 | 0 | 0 | 0 | 0 | 0 | 0 | 0 | 0 | 0 | 0 | 0 | 0 | 0 | 0 | 0
May | week | 0 | 0 | 0 | 0 | 0 | 0 | 0 | 0 | 0 | 0 | 0 | 0 | 0 | 0 | 0 | 0 | 0 | 0 | 0 | 0 | 0 | 0 | 0 | 0
June | week | 0 | 0 | 0 | 0 | 0 | 0 | 0 | 0 | 0 | 0 | 0 | 0 | 0 | 0 | 0 | 0 | 0 | 0 | 0 | 0 | 0 | 0 | 0 | 0
July | week | 0 | 0 | 0 | 0 | 0 | 0 | 0 | 0 | 0 | 0 | 0 | 0 | 0 | 0 | 0 | 0 | 0 | 0 | 0 | 0 | 0 | 0 | 0 | 0
August | week | 0 | 0 | 0 | 0 | 0 | 0 | 0 | 0 | 0 | 0 | 0 | 0 | 0 | 0 | 0 | 0 | 0 | 0 | 0 | 0 | 0 | 0 | 0 | 0
September | week | 0 | 0 | 0 | 0 | 0 | 0 | 0 | 0 | 0 | 0 | 0 | 0 | 0 | 0 | 0 | 0 | 0 | 0 | 0 | 0 | 0 | 0 | 0 | 0
October | week | 0 | 0 | 0 | 0 | 0 | 0 | 0 | 0 | 0 | 0 | 0 | 0 | 0 | 0 | 0 | 0 | 0 | 0 | 0 | 0 | 0 | 0 | 0 | 0
November | week | 0 | 0 | 0 | 0 | 0 | 0 | 0 | 0 | 0 | 0 | 0 | 0 | 0 | 0 | 0 | 0 | 0 | 0 | 0 | 0 | 0 | 0 | 0 | 0
December | week | 0 | 0 | 0 | 0 | 0 | 0 | 0 | 0 | 0 | 0 | 0 | 0 | 0 | 0 | 0 | 0 | 0 | 0 | 0 | 0 | 0 | 0 | 0 | 0
January | peak | 0 | 0 | 0 | 0 | 0 | 0 | 0 | 0 | 0 | 0 | 0 | 0 | 0 | 0 | 0 | 0 | 0 | 0 | 0 | 0 | 0 | 0 | 0 | 0
February | peak | 0 | 0 | 0 | 0 | 0 | 0 | 0 | 0 | 0 | 0 | 0 | 0 | 0 | 0 | 0 | 0 | 0 | 0 | 0 | 0 | 0 | 0 | 0 | 0
March | peak | 0 | 0 | 0 | 0 | 0 | 0 | 0 | 0 | 0 | 0 | 0 | 0 | 0 | 0 | 0 | 0 | 0 | 0 | 0 | 0 | 0 | 0 | 0 | 0
April | peak | 0 | 0 | 0 | 0 | 0 | 0 | 0 | 0 | 0 | 0 | 0 | 0 | 0 | 0 | 0 | 0 | 0 | 0 | 0 | 0 | 0 | 0 | 0 | 0
May | peak | 0 | 0 | 0 | 0 | 0 | 0 | 0 | 0 | 0 | 0 | 0 | 0 | 0 | 0 | 0 | 0 | 0 | 0 | 0 | 0 | 0 | 0 | 0 | 0
June | peak | 0 | 0 | 0 | 0 | 0 | 0 | 0 | 0 | 0 | 0 | 0 | 0 | 0 | 0 | 0 | 0 | 0 | 0 | 0 | 0 | 0 | 0 | 0 | 0
July | peak | 0 | 0 | 0 | 0 | 0 | 0 | 0 | 0 | 0 | 0 | 0 | 0 | 0 | 0 | 0 | 0 | 0 | 0 | 0 | 0 | 0 | 0 | 0 | 0
August | peak | 0 | 0 | 0 | 0 | 0 | 0 | 0 | 0 | 0 | 0 | 0 | 0 | 0 | 0 | 0 | 0 | 0 | 0 | 0 | 0 | 0 | 0 | 0 | 0
September | peak | 0 | 0 | 0 | 0 | 0 | 0 | 0 | 0 | 0 | 0 | 0 | 0 | 0 | 0 | 0 | 0 | 0 | 0 | 0 | 0 | 0 | 0 | 0 | 0
October | peak | 0 | 0 | 0 | 0 | 0 | 0 | 0 | 0 | 0 | 0 | 0 | 0 | 0 | 0 | 0 | 0 | 0 | 0 | 0 | 0 | 0 | 0 | 0 | 0
November | peak | 0 | 0 | 0 | 0 | 0 | 0 | 0 | 0 | 0 | 0 | 0 | 0 | 0 | 0 | 0 | 0 | 0 | 0 | 0 | 0 | 0 | 0 | 0 | 0
December | peak | 0 | 0 | 0 | 0 | 0 | 0 | 0 | 0 | 0 | 0 | 0 | 0 | 0 | 0 | 0 | 0 | 0 | 0 | 0 | 0 | 0 | 0 | 0 | 0
January | weekend | 0 | 0 | 0 | 0 | 0 | 0 | 0 | 0 | 0 | 0 | 0 | 0 | 0 | 0 | 0 | 0 | 0 | 0 | 0 | 0 | 0 | 0 | 0 | 0
February | weekend | 0 | 0 | 0 | 0 | 0 | 0 | 0 | 0 | 0 | 0 | 0 | 0 | 0 | 0 | 0 | 0 | 0 | 0 | 0 | 0 | 0 | 0 | 0 | 0
March | weekend | 0 | 0 | 0 | 0 | 0 | 0 | 0 | 0 | 0 | 0 | 0 | 0 | 0 | 0 | 0 | 0 | 0 | 0 | 0 | 0 | 0 | 0 | 0 | 0
April | weekend | 0 | 0 | 0 | 0 | 0 | 0 | 0 | 0 | 0 | 0 | 0 | 0 | 0 | 0 | 0 | 0 | 0 | 0 | 0 | 0 | 0 | 0 | 0 | 0
May | weekend | 0 | 0 | 0 | 0 | 0 | 0 | 0 | 0 | 0 | 0 | 0 | 0 | 0 | 0 | 0 | 0 | 0 | 0 | 0 | 0 | 0 | 0 | 0 | 0
June | weekend | 0 | 0 | 0 | 0 | 0 | 0 | 0 | 0 | 0 | 0 | 0 | 0 | 0 | 0 | 0 | 0 | 0 | 0 | 0 | 0 | 0 | 0 | 0 | 0
July | weekend | 0 | 0 | 0 | 0 | 0 | 0 | 0 | 0 | 0 | 0 | 0 | 0 | 0 | 0 | 0 | 0 | 0 | 0 | 0 | 0 | 0 | 0 | 0 | 0
August | weekend | 0 | 0 | 0 | 0 | 0 | 0 | 0 | 0 | 0 | 0 | 0 | 0 | 0 | 0 | 0 | 0 | 0 | 0 | 0 | 0 | 0 | 0 | 0 | 0
September | weekend | 0 | 0 | 0 | 0 | 0 | 0 | 0 | 0 | 0 | 0 | 0 | 0 | 0 | 0 | 0 | 0 | 0 | 0 | 0 | 0 | 0 | 0 | 0 | 0
October | weekend | 0 | 0 | 0 | 0 | 0 | 0 | 0 | 0 | 0 | 0 | 0 | 0 | 0 | 0 | 0 | 0 | 0 | 0 | 0 | 0 | 0 | 0 | 0 | 0
November | weekend | 0 | 0 | 0 | 0 | 0 | 0 | 0 | 0 | 0 | 0 | 0 | 0 | 0 | 0 | 0 | 0 | 0 | 0 | 0 | 0 | 0 | 0 | 0 | 0
December | weekend | 0 | 0 | 0 | 0 | 0 | 0 | 0 | 0 | 0 | 0 | 0 | 0 | 0 | 0 | 0 | 0 | 0 | 0 | 0 | 0 | 0 | 0 | 0 | 0

## ASSpinEffUtilRate
|  | 1 | 2 | 3 | 4 | 5 | 6 | 7 | 8 | 9 | 10 | 11 | 12 | 13 | 14 | 15 | 16 | 17 | 18 | 19 | 20 | 21 | 22 | 23 | 24
January | week | 0.3 | 0.2 | 0.2 | 0.2 | 0.2 | 0.2 | 0.2 | 0.2 | 0.2 | 0.2 | 0.2 | 0.2 | 0.2 | 0.2 | 0.2 | 0.2 | 0.2 | 0.2 | 0.2 | 0.2 | 0.2 | 0.2 | 0.2 | 0.2
February | week | 0.2 | 0.2 | 0.2 | 0.2 | 0.2 | 0.2 | 0.2 | 0.2 | 0.2 | 0.2 | 0.2 | 0.2 | 0.2 | 0.2 | 0.2 | 0.2 | 0.2 | 0.2 | 0.2 | 0.2 | 0.2 | 0.2 | 0.2 | 0.2
March | week | 0.2 | 0.2 | 0.2 | 0.2 | 0.2 | 0.2 | 0.2 | 0.2 | 0.2 | 0.2 | 0.2 | 0.2 | 0.2 | 0.2 | 0.2 | 0.2 | 0.2 | 0.2 | 0.2 | 0.2 | 0.2 | 0.2 | 0.2 | 0.2
April | week | 0.2 | 0.2 | 0.2 | 0.2 | 0.2 | 0.2 | 0.2 | 0.2 | 0.2 | 0.2 | 0.2 | 0.2 | 0.2 | 0.2 | 0.2 | 0.2 | 0.2 | 0.2 | 0.2 | 0.2 | 0.2 | 0.2 | 0.2 | 0.2
May | week | 0.2 | 0.2 | 0.2 | 0.2 | 0.2 | 0.2 | 0.2 | 0.2 | 0.2 | 0.2 | 0.2 | 0.2 | 0.2 | 0.2 | 0.2 | 0.2 | 0.2 | 0.2 | 0.2 | 0.2 | 0.2 | 0.2 | 0.2 | 0.2
June | week | 0.2 | 0.2 | 0.2 | 0.2 | 0.2 | 0.2 | 0.2 | 0.2 | 0.2 | 0.2 | 0.2 | 0.2 | 0.2 | 0.2 | 0.2 | 0.2 | 0.2 | 0.2 | 0.2 | 0.2 | 0.2 | 0.2 | 0.2 | 0.2
July | week | 0.2 | 0.2 | 0.2 | 0.2 | 0.2 | 0.2 | 0.2 | 0.2 | 0.2 | 0.2 | 0.2 | 0.2 | 0.2 | 0.2 | 0.2 | 0.2 | 0.2 | 0.2 | 0.2 | 0.2 | 0.2 | 0.2 | 0.2 | 0.2
August | week | 0.2 | 0.2 | 0.2 | 0.2 | 0.2 | 0.2 | 0.2 | 0.2 | 0.2 | 0.2 | 0.2 | 0.2 | 0.2 | 0.2 | 0.2 | 0.2 | 0.2 | 0.2 | 0.2 | 0.2 | 0.2 | 0.2 | 0.2 | 0.2
September | week | 0.2 | 0.2 | 0.2 | 0.2 | 0.2 | 0.2 | 0.2 | 0.2 | 0.2 | 0.2 | 0.2 | 0.2 | 0.2 | 0.2 | 0.2 | 0.2 | 0.2 | 0.2 | 0.2 | 0.2 | 0.2 | 0.2 | 0.2 | 0.2
October | week | 0.2 | 0.2 | 0.2 | 0.2 | 0.2 | 0.2 | 0.2 | 0.2 | 0.2 | 0.2 | 0.2 | 0.2 | 0.2 | 0.2 | 0.2 | 0.2 | 0.2 | 0.2 | 0.2 | 0.2 | 0.2 | 0.2 | 0.2 | 0.2
November | week | 0.2 | 0.2 | 0.2 | 0.2 | 0.2 | 0.2 | 0.2 | 0.2 | 0.2 | 0.2 | 0.2 | 0.2 | 0.2 | 0.2 | 0.2 | 0.2 | 0.2 | 0.2 | 0.2 | 0.2 | 0.2 | 0.2 | 0.2 | 0.2
December | week | 0.2 | 0.2 | 0.2 | 0.2 | 0.2 | 0.2 | 0.2 | 0.2 | 0.2 | 0.2 | 0.2 | 0.2 | 0.2 | 0.2 | 0.2 | 0.2 | 0.2 | 0.2 | 0.2 | 0.2 | 0.2 | 0.2 | 0.2 | 0.2
January | peak | 0.2 | 0.2 | 0.2 | 0.2 | 0.2 | 0.2 | 0.2 | 0.2 | 0.2 | 0.2 | 0.2 | 0.2 | 0.2 | 0.2 | 0.2 | 0.2 | 0.2 | 0.2 | 0.2 | 0.2 | 0.2 | 0.2 | 0.2 | 0.2
February | peak | 0.2 | 0.2 | 0.2 | 0.2 | 0.2 | 0.2 | 0.2 | 0.2 | 0.2 | 0.2 | 0.2 | 0.2 | 0.2 | 0.2 | 0.2 | 0.2 | 0.2 | 0.2 | 0.2 | 0.2 | 0.2 | 0.2 | 0.2 | 0.2
March | peak | 0.2 | 0.2 | 0.2 | 0.2 | 0.2 | 0.2 | 0.2 | 0.2 | 0.2 | 0.2 | 0.2 | 0.2 | 0.2 | 0.2 | 0.2 | 0.2 | 0.2 | 0.2 | 0.2 | 0.2 | 0.2 | 0.2 | 0.2 | 0.2
April | peak | 0.2 | 0.2 | 0.2 | 0.2 | 0.2 | 0.2 | 0.2 | 0.2 | 0.2 | 0.2 | 0.2 | 0.2 | 0.2 | 0.2 | 0.2 | 0.2 | 0.2 | 0.2 | 0.2 | 0.2 | 0.2 | 0.2 | 0.2 | 0.2
May | peak | 0.2 | 0.2 | 0.2 | 0.2 | 0.2 | 0.2 | 0.2 | 0.2 | 0.2 | 0.2 | 0.2 | 0.2 | 0.2 | 0.2 | 0.2 | 0.2 | 0.2 | 0.2 | 0.2 | 0.2 | 0.2 | 0.2 | 0.2 | 0.2
June | peak | 0.2 | 0.2 | 0.2 | 0.2 | 0.2 | 0.2 | 0.2 | 0.2 | 0.2 | 0.2 | 0.2 | 0.2 | 0.2 | 0.2 | 0.2 | 0.2 | 0.2 | 0.2 | 0.2 | 0.2 | 0.2 | 0.2 | 0.2 | 0.2
July | peak | 0.2 | 0.2 | 0.2 | 0.2 | 0.2 | 0.2 | 0.2 | 0.2 | 0.2 | 0.2 | 0.2 | 0.2 | 0.2 | 0.2 | 0.2 | 0.2 | 0.2 | 0.2 | 0.2 | 0.2 | 0.2 | 0.2 | 0.2 | 0.2
August | peak | 0.2 | 0.2 | 0.2 | 0.2 | 0.2 | 0.2 | 0.2 | 0.2 | 0.2 | 0.2 | 0.2 | 0.2 | 0.2 | 0.2 | 0.2 | 0.2 | 0.2 | 0.2 | 0.2 | 0.2 | 0.2 | 0.2 | 0.2 | 0.2
September | peak | 0.2 | 0.2 | 0.2 | 0.2 | 0.2 | 0.2 | 0.2 | 0.2 | 0.2 | 0.2 | 0.2 | 0.2 | 0.2 | 0.2 | 0.2 | 0.2 | 0.2 | 0.2 | 0.2 | 0.2 | 0.2 | 0.2 | 0.2 | 0.2
October | peak | 0.2 | 0.2 | 0.2 | 0.2 | 0.2 | 0.2 | 0.2 | 0.2 | 0.2 | 0.2 | 0.2 | 0.2 | 0.2 | 0.2 | 0.2 | 0.2 | 0.2 | 0.2 | 0.2 | 0.2 | 0.2 | 0.2 | 0.2 | 0.2
November | peak | 0.2 | 0.2 | 0.2 | 0.2 | 0.2 | 0.2 | 0.2 | 0.2 | 0.2 | 0.2 | 0.2 | 0.2 | 0.2 | 0.2 | 0.2 | 0.2 | 0.2 | 0.2 | 0.2 | 0.2 | 0.2 | 0.2 | 0.2 | 0.2
December | peak | 0.2 | 0.2 | 0.2 | 0.2 | 0.2 | 0.2 | 0.2 | 0.2 | 0.2 | 0.2 | 0.2 | 0.2 | 0.2 | 0.2 | 0.2 | 0.2 | 0.2 | 0.2 | 0.2 | 0.2 | 0.2 | 0.2 | 0.2 | 0.2
January | weekend | 0.2 | 0.2 | 0.2 | 0.2 | 0.2 | 0.2 | 0.2 | 0.2 | 0.2 | 0.2 | 0.2 | 0.2 | 0.2 | 0.2 | 0.2 | 0.2 | 0.2 | 0.2 | 0.2 | 0.2 | 0.2 | 0.2 | 0.2 | 0.2
February | weekend | 0.2 | 0.2 | 0.2 | 0.2 | 0.2 | 0.2 | 0.2 | 0.2 | 0.2 | 0.2 | 0.2 | 0.2 | 0.2 | 0.2 | 0.2 | 0.2 | 0.2 | 0.2 | 0.2 | 0.2 | 0.2 | 0.2 | 0.2 | 0.2
March | weekend | 0.2 | 0.2 | 0.2 | 0.2 | 0.2 | 0.2 | 0.2 | 0.2 | 0.2 | 0.2 | 0.2 | 0.2 | 0.2 | 0.2 | 0.2 | 0.2 | 0.2 | 0.2 | 0.2 | 0.2 | 0.2 | 0.2 | 0.2 | 0.2
April | weekend | 0.2 | 0.2 | 0.2 | 0.2 | 0.2 | 0.2 | 0.2 | 0.2 | 0.2 | 0.2 | 0.2 | 0.2 | 0.2 | 0.2 | 0.2 | 0.2 | 0.2 | 0.2 | 0.2 | 0.2 | 0.2 | 0.2 | 0.2 | 0.2
May | weekend | 0.2 | 0.2 | 0.2 | 0.2 | 0.2 | 0.2 | 0.2 | 0.2 | 0.2 | 0.2 | 0.2 | 0.2 | 0.2 | 0.2 | 0.2 | 0.2 | 0.2 | 0.2 | 0.2 | 0.2 | 0.2 | 0.2 | 0.2 | 0.2
June | weekend | 0.2 | 0.2 | 0.2 | 0.2 | 0.2 | 0.2 | 0.2 | 0.2 | 0.2 | 0.2 | 0.2 | 0.2 | 0.2 | 0.2 | 0.2 | 0.2 | 0.2 | 0.2 | 0.2 | 0.2 | 0.2 | 0.2 | 0.2 | 0.2
July | weekend | 0.2 | 0.2 | 0.2 | 0.2 | 0.2 | 0.2 | 0.2 | 0.2 | 0.2 | 0.2 | 0.2 | 0.2 | 0.2 | 0.2 | 0.2 | 0.2 | 0.2 | 0.2 | 0.2 | 0.2 | 0.2 | 0.2 | 0.2 | 0.2
August | weekend | 0.2 | 0.2 | 0.2 | 0.2 | 0.2 | 0.2 | 0.2 | 0.2 | 0.2 | 0.2 | 0.2 | 0.2 | 0.2 | 0.2 | 0.2 | 0.2 | 0.2 | 0.2 | 0.2 | 0.2 | 0.2 | 0.2 | 0.2 | 0.2
September | weekend | 0.2 | 0.2 | 0.2 | 0.2 | 0.2 | 0.2 | 0.2 | 0.2 | 0.2 | 0.2 | 0.2 | 0.2 | 0.2 | 0.2 | 0.2 | 0.2 | 0.2 | 0.2 | 0.2 | 0.2 | 0.2 | 0.2 | 0.2 | 0.2
October | weekend | 0.2 | 0.2 | 0.2 | 0.2 | 0.2 | 0.2 | 0.2 | 0.2 | 0.2 | 0.2 | 0.2 | 0.2 | 0.2 | 0.2 | 0.2 | 0.2 | 0.2 | 0.2 | 0.2 | 0.2 | 0.2 | 0.2 | 0.2 | 0.2
November | weekend | 0.2 | 0.2 | 0.2 | 0.2 | 0.2 | 0.2 | 0.2 | 0.2 | 0.2 | 0.2 | 0.2 | 0.2 | 0.2 | 0.2 | 0.2 | 0.2 | 0.2 | 0.2 | 0.2 | 0.2 | 0.2 | 0.2 | 0.2 | 0.2
December | weekend | 0.2 | 0.2 | 0.2 | 0.2 | 0.2 | 0.2 | 0.2 | 0.2 | 0.2 | 0.2 | 0.2 | 0.2 | 0.2 | 0.2 | 0.2 | 0.2 | 0.2 | 0.2 | 0.2 | 0.2 | 0.2 | 0.2 | 0.2 | 0.2

## ASNonSpinMarketReq
TimeToStartReq | 30
TimeToRampReq | 2
MinBidkW | 100
EffUtilRate | 0.1
ConstantUtilRate | 1

## ASNonSpinUsePrice
|  | 1 | 2 | 3 | 4 | 5 | 6 | 7 | 8 | 9 | 10 | 11 | 12 | 13 | 14 | 15 | 16 | 17 | 18 | 19 | 20 | 21 | 22 | 23 | 24
January | week | 0 | 0 | 0 | 0 | 0 | 0 | 0 | 0 | 0 | 0 | 0 | 0 | 0 | 0 | 0 | 0 | 0 | 0 | 0 | 0 | 0 | 0 | 0 | 0
February | week | 0 | 0 | 0 | 0 | 0 | 0 | 0 | 0 | 0 | 0 | 0 | 0 | 0 | 0 | 0 | 0 | 0 | 0 | 0 | 0 | 0 | 0 | 0 | 0
March | week | 0 | 0 | 0 | 0 | 0 | 0 | 0 | 0 | 0 | 0 | 0 | 0 | 0 | 0 | 0 | 0 | 0 | 0 | 0 | 0 | 0 | 0 | 0 | 0
April | week | 0 | 0 | 0 | 0 | 0 | 0 | 0 | 0 | 0 | 0 | 0 | 0 | 0 | 0 | 0 | 0 | 0 | 0 | 0 | 0 | 0 | 0 | 0 | 0
May | week | 0 | 0 | 0 | 0 | 0 | 0 | 0 | 0 | 0 | 0 | 0 | 0 | 0 | 0 | 0 | 0 | 0 | 0 | 0 | 0 | 0 | 0 | 0 | 0
June | week | 0 | 0 | 0 | 0 | 0 | 0 | 0 | 0 | 0 | 0 | 0 | 0 | 0 | 0 | 0 | 0 | 0 | 0 | 0 | 0 | 0 | 0 | 0 | 0
July | week | 0 | 0 | 0 | 0 | 0 | 0 | 0 | 0 | 0 | 0 | 0 | 0 | 0 | 0 | 0 | 0 | 0 | 0 | 0 | 0 | 0 | 0 | 0 | 0
August | week | 0 | 0 | 0 | 0 | 0 | 0 | 0 | 0 | 0 | 0 | 0 | 0 | 0 | 0 | 0 | 0 | 0 | 0 | 0 | 0 | 0 | 0 | 0 | 0
September | week | 0 | 0 | 0 | 0 | 0 | 0 | 0 | 0 | 0 | 0 | 0 | 0 | 0 | 0 | 0 | 0 | 0 | 0 | 0 | 0 | 0 | 0 | 0 | 0
October | week | 0 | 0 | 0 | 0 | 0 | 0 | 0 | 0 | 0 | 0 | 0 | 0 | 0 | 0 | 0 | 0 | 0 | 0 | 0 | 0 | 0 | 0 | 0 | 0
November | week | 0 | 0 | 0 | 0 | 0 | 0 | 0 | 0 | 0 | 0 | 0 | 0 | 0 | 0 | 0 | 0 | 0 | 0 | 0 | 0 | 0 | 0 | 0 | 0
December | week | 0 | 0 | 0 | 0 | 0 | 0 | 0 | 0 | 0 | 0 | 0 | 0 | 0 | 0 | 0 | 0 | 0 | 0 | 0 | 0 | 0 | 0 | 0 | 0
January | peak | 0 | 0 | 0 | 0 | 0 | 0 | 0 | 0 | 0 | 0 | 0 | 0 | 0 | 0 | 0 | 0 | 0 | 0 | 0 | 0 | 0 | 0 | 0 | 0
February | peak | 0 | 0 | 0 | 0 | 0 | 0 | 0 | 0 | 0 | 0 | 0 | 0 | 0 | 0 | 0 | 0 | 0 | 0 | 0 | 0 | 0 | 0 | 0 | 0
March | peak | 0 | 0 | 0 | 0 | 0 | 0 | 0 | 0 | 0 | 0 | 0 | 0 | 0 | 0 | 0 | 0 | 0 | 0 | 0 | 0 | 0 | 0 | 0 | 0
April | peak | 0 | 0 | 0 | 0 | 0 | 0 | 0 | 0 | 0 | 0 | 0 | 0 | 0 | 0 | 0 | 0 | 0 | 0 | 0 | 0 | 0 | 0 | 0 | 0
May | peak | 0 | 0 | 0 | 0 | 0 | 0 | 0 | 0 | 0 | 0 | 0 | 0 | 0 | 0 | 0 | 0 | 0 | 0 | 0 | 0 | 0 | 0 | 0 | 0
June | peak | 0 | 0 | 0 | 0 | 0 | 0 | 0 | 0 | 0 | 0 | 0 | 0 | 0 | 0 | 0 | 0 | 0 | 0 | 0 | 0 | 0 | 0 | 0 | 0
July | peak | 0 | 0 | 0 | 0 | 0 | 0 | 0 | 0 | 0 | 0 | 0 | 0 | 0 | 0 | 0 | 0 | 0 | 0 | 0 | 0 | 0 | 0 | 0 | 0
August | peak | 0 | 0 | 0 | 0 | 0 | 0 | 0 | 0 | 0 | 0 | 0 | 0 | 0 | 0 | 0 | 0 | 0 | 0 | 0 | 0 | 0 | 0 | 0 | 0
September | peak | 0 | 0 | 0 | 0 | 0 | 0 | 0 | 0 | 0 | 0 | 0 | 0 | 0 | 0 | 0 | 0 | 0 | 0 | 0 | 0 | 0 | 0 | 0 | 0
October | peak | 0 | 0 | 0 | 0 | 0 | 0 | 0 | 0 | 0 | 0 | 0 | 0 | 0 | 0 | 0 | 0 | 0 | 0 | 0 | 0 | 0 | 0 | 0 | 0
November | peak | 0 | 0 | 0 | 0 | 0 | 0 | 0 | 0 | 0 | 0 | 0 | 0 | 0 | 0 | 0 | 0 | 0 | 0 | 0 | 0 | 0 | 0 | 0 | 0
December | peak | 0 | 0 | 0 | 0 | 0 | 0 | 0 | 0 | 0 | 0 | 0 | 0 | 0 | 0 | 0 | 0 | 0 | 0 | 0 | 0 | 0 | 0 | 0 | 0
January | weekend | 0 | 0 | 0 | 0 | 0 | 0 | 0 | 0 | 0 | 0 | 0 | 0 | 0 | 0 | 0 | 0 | 0 | 0 | 0 | 0 | 0 | 0 | 0 | 0
February | weekend | 0 | 0 | 0 | 0 | 0 | 0 | 0 | 0 | 0 | 0 | 0 | 0 | 0 | 0 | 0 | 0 | 0 | 0 | 0 | 0 | 0 | 0 | 0 | 0
March | weekend | 0 | 0 | 0 | 0 | 0 | 0 | 0 | 0 | 0 | 0 | 0 | 0 | 0 | 0 | 0 | 0 | 0 | 0 | 0 | 0 | 0 | 0 | 0 | 0
April | weekend | 0 | 0 | 0 | 0 | 0 | 0 | 0 | 0 | 0 | 0 | 0 | 0 | 0 | 0 | 0 | 0 | 0 | 0 | 0 | 0 | 0 | 0 | 0 | 0
May | weekend | 0 | 0 | 0 | 0 | 0 | 0 | 0 | 0 | 0 | 0 | 0 | 0 | 0 | 0 | 0 | 0 | 0 | 0 | 0 | 0 | 0 | 0 | 0 | 0
June | weekend | 0 | 0 | 0 | 0 | 0 | 0 | 0 | 0 | 0 | 0 | 0 | 0 | 0 | 0 | 0 | 0 | 0 | 0 | 0 | 0 | 0 | 0 | 0 | 0
July | weekend | 0 | 0 | 0 | 0 | 0 | 0 | 0 | 0 | 0 | 0 | 0 | 0 | 0 | 0 | 0 | 0 | 0 | 0 | 0 | 0 | 0 | 0 | 0 | 0
August | weekend | 0 | 0 | 0 | 0 | 0 | 0 | 0 | 0 | 0 | 0 | 0 | 0 | 0 | 0 | 0 | 0 | 0 | 0 | 0 | 0 | 0 | 0 | 0 | 0
September | weekend | 0 | 0 | 0 | 0 | 0 | 0 | 0 | 0 | 0 | 0 | 0 | 0 | 0 | 0 | 0 | 0 | 0 | 0 | 0 | 0 | 0 | 0 | 0 | 0
October | weekend | 0 | 0 | 0 | 0 | 0 | 0 | 0 | 0 | 0 | 0 | 0 | 0 | 0 | 0 | 0 | 0 | 0 | 0 | 0 | 0 | 0 | 0 | 0 | 0
November | weekend | 0 | 0 | 0 | 0 | 0 | 0 | 0 | 0 | 0 | 0 | 0 | 0 | 0 | 0 | 0 | 0 | 0 | 0 | 0 | 0 | 0 | 0 | 0 | 0
December | weekend | 0 | 0 | 0 | 0 | 0 | 0 | 0 | 0 | 0 | 0 | 0 | 0 | 0 | 0 | 0 | 0 | 0 | 0 | 0 | 0 | 0 | 0 | 0 | 0

## ASNonSpinCapPrice
|  | 1 | 2 | 3 | 4 | 5 | 6 | 7 | 8 | 9 | 10 | 11 | 12 | 13 | 14 | 15 | 16 | 17 | 18 | 19 | 20 | 21 | 22 | 23 | 24
January | week | 0 | 0 | 0 | 0 | 0 | 0 | 0 | 0 | 0 | 0 | 0 | 0 | 0 | 0 | 0 | 0 | 0 | 0 | 0 | 0 | 0 | 0 | 0 | 0
February | week | 0 | 0 | 0 | 0 | 0 | 0 | 0 | 0 | 0 | 0 | 0 | 0 | 0 | 0 | 0 | 0 | 0 | 0 | 0 | 0 | 0 | 0 | 0 | 0
March | week | 0 | 0 | 0 | 0 | 0 | 0 | 0 | 0 | 0 | 0 | 0 | 0 | 0 | 0 | 0 | 0 | 0 | 0 | 0 | 0 | 0 | 0 | 0 | 0
April | week | 0 | 0 | 0 | 0 | 0 | 0 | 0 | 0 | 0 | 0 | 0 | 0 | 0 | 0 | 0 | 0 | 0 | 0 | 0 | 0 | 0 | 0 | 0 | 0
May | week | 0 | 0 | 0 | 0 | 0 | 0 | 0 | 0 | 0 | 0 | 0 | 0 | 0 | 0 | 0 | 0 | 0 | 0 | 0 | 0 | 0 | 0 | 0 | 0
June | week | 0 | 0 | 0 | 0 | 0 | 0 | 0 | 0 | 0 | 0 | 0 | 0 | 0 | 0 | 0 | 0 | 0 | 0 | 0 | 0 | 0 | 0 | 0 | 0
July | week | 0 | 0 | 0 | 0 | 0 | 0 | 0 | 0 | 0 | 0 | 0 | 0 | 0 | 0 | 0 | 0 | 0 | 0 | 0 | 0 | 0 | 0 | 0 | 0
August | week | 0 | 0 | 0 | 0 | 0 | 0 | 0 | 0 | 0 | 0 | 0 | 0 | 0 | 0 | 0 | 0 | 0 | 0 | 0 | 0 | 0 | 0 | 0 | 0
September | week | 0 | 0 | 0 | 0 | 0 | 0 | 0 | 0 | 0 | 0 | 0 | 0 | 0 | 0 | 0 | 0 | 0 | 0 | 0 | 0 | 0 | 0 | 0 | 0
October | week | 0 | 0 | 0 | 0 | 0 | 0 | 0 | 0 | 0 | 0 | 0 | 0 | 0 | 0 | 0 | 0 | 0 | 0 | 0 | 0 | 0 | 0 | 0 | 0
November | week | 0 | 0 | 0 | 0 | 0 | 0 | 0 | 0 | 0 | 0 | 0 | 0 | 0 | 0 | 0 | 0 | 0 | 0 | 0 | 0 | 0 | 0 | 0 | 0
December | week | 0 | 0 | 0 | 0 | 0 | 0 | 0 | 0 | 0 | 0 | 0 | 0 | 0 | 0 | 0 | 0 | 0 | 0 | 0 | 0 | 0 | 0 | 0 | 0
January | peak | 0 | 0 | 0 | 0 | 0 | 0 | 0 | 0 | 0 | 0 | 0 | 0 | 0 | 0 | 0 | 0 | 0 | 0 | 0 | 0 | 0 | 0 | 0 | 0
February | peak | 0 | 0 | 0 | 0 | 0 | 0 | 0 | 0 | 0 | 0 | 0 | 0 | 0 | 0 | 0 | 0 | 0 | 0 | 0 | 0 | 0 | 0 | 0 | 0
March | peak | 0 | 0 | 0 | 0 | 0 | 0 | 0 | 0 | 0 | 0 | 0 | 0 | 0 | 0 | 0 | 0 | 0 | 0 | 0 | 0 | 0 | 0 | 0 | 0
April | peak | 0 | 0 | 0 | 0 | 0 | 0 | 0 | 0 | 0 | 0 | 0 | 0 | 0 | 0 | 0 | 0 | 0 | 0 | 0 | 0 | 0 | 0 | 0 | 0
May | peak | 0 | 0 | 0 | 0 | 0 | 0 | 0 | 0 | 0 | 0 | 0 | 0 | 0 | 0 | 0 | 0 | 0 | 0 | 0 | 0 | 0 | 0 | 0 | 0
June | peak | 0 | 0 | 0 | 0 | 0 | 0 | 0 | 0 | 0 | 0 | 0 | 0 | 0 | 0 | 0 | 0 | 0 | 0 | 0 | 0 | 0 | 0 | 0 | 0
July | peak | 0 | 0 | 0 | 0 | 0 | 0 | 0 | 0 | 0 | 0 | 0 | 0 | 0 | 0 | 0 | 0 | 0 | 0 | 0 | 0 | 0 | 0 | 0 | 0
August | peak | 0 | 0 | 0 | 0 | 0 | 0 | 0 | 0 | 0 | 0 | 0 | 0 | 0 | 0 | 0 | 0 | 0 | 0 | 0 | 0 | 0 | 0 | 0 | 0
September | peak | 0 | 0 | 0 | 0 | 0 | 0 | 0 | 0 | 0 | 0 | 0 | 0 | 0 | 0 | 0 | 0 | 0 | 0 | 0 | 0 | 0 | 0 | 0 | 0
October | peak | 0 | 0 | 0 | 0 | 0 | 0 | 0 | 0 | 0 | 0 | 0 | 0 | 0 | 0 | 0 | 0 | 0 | 0 | 0 | 0 | 0 | 0 | 0 | 0
November | peak | 0 | 0 | 0 | 0 | 0 | 0 | 0 | 0 | 0 | 0 | 0 | 0 | 0 | 0 | 0 | 0 | 0 | 0 | 0 | 0 | 0 | 0 | 0 | 0
December | peak | 0 | 0 | 0 | 0 | 0 | 0 | 0 | 0 | 0 | 0 | 0 | 0 | 0 | 0 | 0 | 0 | 0 | 0 | 0 | 0 | 0 | 0 | 0 | 0
January | weekend | 0 | 0 | 0 | 0 | 0 | 0 | 0 | 0 | 0 | 0 | 0 | 0 | 0 | 0 | 0 | 0 | 0 | 0 | 0 | 0 | 0 | 0 | 0 | 0
February | weekend | 0 | 0 | 0 | 0 | 0 | 0 | 0 | 0 | 0 | 0 | 0 | 0 | 0 | 0 | 0 | 0 | 0 | 0 | 0 | 0 | 0 | 0 | 0 | 0
March | weekend | 0 | 0 | 0 | 0 | 0 | 0 | 0 | 0 | 0 | 0 | 0 | 0 | 0 | 0 | 0 | 0 | 0 | 0 | 0 | 0 | 0 | 0 | 0 | 0
April | weekend | 0 | 0 | 0 | 0 | 0 | 0 | 0 | 0 | 0 | 0 | 0 | 0 | 0 | 0 | 0 | 0 | 0 | 0 | 0 | 0 | 0 | 0 | 0 | 0
May | weekend | 0 | 0 | 0 | 0 | 0 | 0 | 0 | 0 | 0 | 0 | 0 | 0 | 0 | 0 | 0 | 0 | 0 | 0 | 0 | 0 | 0 | 0 | 0 | 0
June | weekend | 0 | 0 | 0 | 0 | 0 | 0 | 0 | 0 | 0 | 0 | 0 | 0 | 0 | 0 | 0 | 0 | 0 | 0 | 0 | 0 | 0 | 0 | 0 | 0
July | weekend | 0 | 0 | 0 | 0 | 0 | 0 | 0 | 0 | 0 | 0 | 0 | 0 | 0 | 0 | 0 | 0 | 0 | 0 | 0 | 0 | 0 | 0 | 0 | 0
August | weekend | 0 | 0 | 0 | 0 | 0 | 0 | 0 | 0 | 0 | 0 | 0 | 0 | 0 | 0 | 0 | 0 | 0 | 0 | 0 | 0 | 0 | 0 | 0 | 0
September | weekend | 0 | 0 | 0 | 0 | 0 | 0 | 0 | 0 | 0 | 0 | 0 | 0 | 0 | 0 | 0 | 0 | 0 | 0 | 0 | 0 | 0 | 0 | 0 | 0
October | weekend | 0 | 0 | 0 | 0 | 0 | 0 | 0 | 0 | 0 | 0 | 0 | 0 | 0 | 0 | 0 | 0 | 0 | 0 | 0 | 0 | 0 | 0 | 0 | 0
November | weekend | 0 | 0 | 0 | 0 | 0 | 0 | 0 | 0 | 0 | 0 | 0 | 0 | 0 | 0 | 0 | 0 | 0 | 0 | 0 | 0 | 0 | 0 | 0 | 0
December | weekend | 0 | 0 | 0 | 0 | 0 | 0 | 0 | 0 | 0 | 0 | 0 | 0 | 0 | 0 | 0 | 0 | 0 | 0 | 0 | 0 | 0 | 0 | 0 | 0

## ASNonSpinEffUtilRate
|  | 1 | 2 | 3 | 4 | 5 | 6 | 7 | 8 | 9 | 10 | 11 | 12 | 13 | 14 | 15 | 16 | 17 | 18 | 19 | 20 | 21 | 22 | 23 | 24
January | week | 0.2 | 0.2 | 0.2 | 0.2 | 0.2 | 0.2 | 0.2 | 0.2 | 0.2 | 0.2 | 0.2 | 0.2 | 0.2 | 0.2 | 0.2 | 0.2 | 0.2 | 0.2 | 0.2 | 0.2 | 0.2 | 0.2 | 0.2 | 0.2
February | week | 0.2 | 0.2 | 0.2 | 0.2 | 0.2 | 0.2 | 0.2 | 0.2 | 0.2 | 0.2 | 0.2 | 0.2 | 0.2 | 0.2 | 0.2 | 0.2 | 0.2 | 0.2 | 0.2 | 0.2 | 0.2 | 0.2 | 0.2 | 0.2
March | week | 0.2 | 0.2 | 0.2 | 0.2 | 0.2 | 0.2 | 0.2 | 0.2 | 0.2 | 0.2 | 0.2 | 0.2 | 0.2 | 0.2 | 0.2 | 0.2 | 0.2 | 0.2 | 0.2 | 0.2 | 0.2 | 0.2 | 0.2 | 0.2
April | week | 0.2 | 0.2 | 0.2 | 0.2 | 0.2 | 0.2 | 0.2 | 0.2 | 0.2 | 0.2 | 0.2 | 0.2 | 0.2 | 0.2 | 0.2 | 0.2 | 0.2 | 0.2 | 0.2 | 0.2 | 0.2 | 0.2 | 0.2 | 0.2
May | week | 0.2 | 0.2 | 0.2 | 0.2 | 0.2 | 0.2 | 0.2 | 0.2 | 0.2 | 0.2 | 0.2 | 0.2 | 0.2 | 0.2 | 0.2 | 0.2 | 0.2 | 0.2 | 0.2 | 0.2 | 0.2 | 0.2 | 0.2 | 0.2
June | week | 0.2 | 0.2 | 0.2 | 0.2 | 0.2 | 0.2 | 0.2 | 0.2 | 0.2 | 0.2 | 0.2 | 0.2 | 0.2 | 0.2 | 0.2 | 0.2 | 0.2 | 0.2 | 0.2 | 0.2 | 0.2 | 0.2 | 0.2 | 0.2
July | week | 0.2 | 0.2 | 0.2 | 0.2 | 0.2 | 0.2 | 0.2 | 0.2 | 0.2 | 0.2 | 0.2 | 0.2 | 0.2 | 0.2 | 0.2 | 0.2 | 0.2 | 0.2 | 0.2 | 0.2 | 0.2 | 0.2 | 0.2 | 0.2
August | week | 0.2 | 0.2 | 0.2 | 0.2 | 0.2 | 0.2 | 0.2 | 0.2 | 0.2 | 0.2 | 0.2 | 0.2 | 0.2 | 0.2 | 0.2 | 0.2 | 0.2 | 0.2 | 0.2 | 0.2 | 0.2 | 0.2 | 0.2 | 0.2
September | week | 0.2 | 0.2 | 0.2 | 0.2 | 0.2 | 0.2 | 0.2 | 0.2 | 0.2 | 0.2 | 0.2 | 0.2 | 0.2 | 0.2 | 0.2 | 0.2 | 0.2 | 0.2 | 0.2 | 0.2 | 0.2 | 0.2 | 0.2 | 0.2
October | week | 0.2 | 0.2 | 0.2 | 0.2 | 0.2 | 0.2 | 0.2 | 0.2 | 0.2 | 0.2 | 0.2 | 0.2 | 0.2 | 0.2 | 0.2 | 0.2 | 0.2 | 0.2 | 0.2 | 0.2 | 0.2 | 0.2 | 0.2 | 0.2
November | week | 0.2 | 0.2 | 0.2 | 0.2 | 0.2 | 0.2 | 0.2 | 0.2 | 0.2 | 0.2 | 0.2 | 0.2 | 0.2 | 0.2 | 0.2 | 0.2 | 0.2 | 0.2 | 0.2 | 0.2 | 0.2 | 0.2 | 0.2 | 0.2
December | week | 0.2 | 0.2 | 0.2 | 0.2 | 0.2 | 0.2 | 0.2 | 0.2 | 0.2 | 0.2 | 0.2 | 0.2 | 0.2 | 0.2 | 0.2 | 0.2 | 0.2 | 0.2 | 0.2 | 0.2 | 0.2 | 0.2 | 0.2 | 0.2
January | peak | 0.2 | 0.2 | 0.2 | 0.2 | 0.2 | 0.2 | 0.2 | 0.2 | 0.2 | 0.2 | 0.2 | 0.2 | 0.2 | 0.2 | 0.2 | 0.2 | 0.2 | 0.2 | 0.2 | 0.2 | 0.2 | 0.2 | 0.2 | 0.2
February | peak | 0.2 | 0.2 | 0.2 | 0.2 | 0.2 | 0.2 | 0.2 | 0.2 | 0.2 | 0.2 | 0.2 | 0.2 | 0.2 | 0.2 | 0.2 | 0.2 | 0.2 | 0.2 | 0.2 | 0.2 | 0.2 | 0.2 | 0.2 | 0.2
March | peak | 0.2 | 0.2 | 0.2 | 0.2 | 0.2 | 0.2 | 0.2 | 0.2 | 0.2 | 0.2 | 0.2 | 0.2 | 0.2 | 0.2 | 0.2 | 0.2 | 0.2 | 0.2 | 0.2 | 0.2 | 0.2 | 0.2 | 0.2 | 0.2
April | peak | 0.2 | 0.2 | 0.2 | 0.2 | 0.2 | 0.2 | 0.2 | 0.2 | 0.2 | 0.2 | 0.2 | 0.2 | 0.2 | 0.2 | 0.2 | 0.2 | 0.2 | 0.2 | 0.2 | 0.2 | 0.2 | 0.2 | 0.2 | 0.2
May | peak | 0.2 | 0.2 | 0.2 | 0.2 | 0.2 | 0.2 | 0.2 | 0.2 | 0.2 | 0.2 | 0.2 | 0.2 | 0.2 | 0.2 | 0.2 | 0.2 | 0.2 | 0.2 | 0.2 | 0.2 | 0.2 | 0.2 | 0.2 | 0.2
June | peak | 0.2 | 0.2 | 0.2 | 0.2 | 0.2 | 0.2 | 0.2 | 0.2 | 0.2 | 0.2 | 0.2 | 0.2 | 0.2 | 0.2 | 0.2 | 0.2 | 0.2 | 0.2 | 0.2 | 0.2 | 0.2 | 0.2 | 0.2 | 0.2
July | peak | 0.2 | 0.2 | 0.2 | 0.2 | 0.2 | 0.2 | 0.2 | 0.2 | 0.2 | 0.2 | 0.2 | 0.2 | 0.2 | 0.2 | 0.2 | 0.2 | 0.2 | 0.2 | 0.2 | 0.2 | 0.2 | 0.2 | 0.2 | 0.2
August | peak | 0.2 | 0.2 | 0.2 | 0.2 | 0.2 | 0.2 | 0.2 | 0.2 | 0.2 | 0.2 | 0.2 | 0.2 | 0.2 | 0.2 | 0.2 | 0.2 | 0.2 | 0.2 | 0.2 | 0.2 | 0.2 | 0.2 | 0.2 | 0.2
September | peak | 0.2 | 0.2 | 0.2 | 0.2 | 0.2 | 0.2 | 0.2 | 0.2 | 0.2 | 0.2 | 0.2 | 0.2 | 0.2 | 0.2 | 0.2 | 0.2 | 0.2 | 0.2 | 0.2 | 0.2 | 0.2 | 0.2 | 0.2 | 0.2
October | peak | 0.2 | 0.2 | 0.2 | 0.2 | 0.2 | 0.2 | 0.2 | 0.2 | 0.2 | 0.2 | 0.2 | 0.2 | 0.2 | 0.2 | 0.2 | 0.2 | 0.2 | 0.2 | 0.2 | 0.2 | 0.2 | 0.2 | 0.2 | 0.2
November | peak | 0.2 | 0.2 | 0.2 | 0.2 | 0.2 | 0.2 | 0.2 | 0.2 | 0.2 | 0.2 | 0.2 | 0.2 | 0.2 | 0.2 | 0.2 | 0.2 | 0.2 | 0.2 | 0.2 | 0.2 | 0.2 | 0.2 | 0.2 | 0.2
December | peak | 0.2 | 0.2 | 0.2 | 0.2 | 0.2 | 0.2 | 0.2 | 0.2 | 0.2 | 0.2 | 0.2 | 0.2 | 0.2 | 0.2 | 0.2 | 0.2 | 0.2 | 0.2 | 0.2 | 0.2 | 0.2 | 0.2 | 0.2 | 0.2
January | weekend | 0.2 | 0.2 | 0.2 | 0.2 | 0.2 | 0.2 | 0.2 | 0.2 | 0.2 | 0.2 | 0.2 | 0.2 | 0.2 | 0.2 | 0.2 | 0.2 | 0.2 | 0.2 | 0.2 | 0.2 | 0.2 | 0.2 | 0.2 | 0.2
February | weekend | 0.2 | 0.2 | 0.2 | 0.2 | 0.2 | 0.2 | 0.2 | 0.2 | 0.2 | 0.2 | 0.2 | 0.2 | 0.2 | 0.2 | 0.2 | 0.2 | 0.2 | 0.2 | 0.2 | 0.2 | 0.2 | 0.2 | 0.2 | 0.2
March | weekend | 0.2 | 0.2 | 0.2 | 0.2 | 0.2 | 0.2 | 0.2 | 0.2 | 0.2 | 0.2 | 0.2 | 0.2 | 0.2 | 0.2 | 0.2 | 0.2 | 0.2 | 0.2 | 0.2 | 0.2 | 0.2 | 0.2 | 0.2 | 0.2
April | weekend | 0.2 | 0.2 | 0.2 | 0.2 | 0.2 | 0.2 | 0.2 | 0.2 | 0.2 | 0.2 | 0.2 | 0.2 | 0.2 | 0.2 | 0.2 | 0.2 | 0.2 | 0.2 | 0.2 | 0.2 | 0.2 | 0.2 | 0.2 | 0.2
May | weekend | 0.2 | 0.2 | 0.2 | 0.2 | 0.2 | 0.2 | 0.2 | 0.2 | 0.2 | 0.2 | 0.2 | 0.2 | 0.2 | 0.2 | 0.2 | 0.2 | 0.2 | 0.2 | 0.2 | 0.2 | 0.2 | 0.2 | 0.2 | 0.2
June | weekend | 0.2 | 0.2 | 0.2 | 0.2 | 0.2 | 0.2 | 0.2 | 0.2 | 0.2 | 0.2 | 0.2 | 0.2 | 0.2 | 0.2 | 0.2 | 0.2 | 0.2 | 0.2 | 0.2 | 0.2 | 0.2 | 0.2 | 0.2 | 0.2
July | weekend | 0.2 | 0.2 | 0.2 | 0.2 | 0.2 | 0.2 | 0.2 | 0.2 | 0.2 | 0.2 | 0.2 | 0.2 | 0.2 | 0.2 | 0.2 | 0.2 | 0.2 | 0.2 | 0.2 | 0.2 | 0.2 | 0.2 | 0.2 | 0.2
August | weekend | 0.2 | 0.2 | 0.2 | 0.2 | 0.2 | 0.2 | 0.2 | 0.2 | 0.2 | 0.2 | 0.2 | 0.2 | 0.2 | 0.2 | 0.2 | 0.2 | 0.2 | 0.2 | 0.2 | 0.2 | 0.2 | 0.2 | 0.2 | 0.2
September | weekend | 0.2 | 0.2 | 0.2 | 0.2 | 0.2 | 0.2 | 0.2 | 0.2 | 0.2 | 0.2 | 0.2 | 0.2 | 0.2 | 0.2 | 0.2 | 0.2 | 0.2 | 0.2 | 0.2 | 0.2 | 0.2 | 0.2 | 0.2 | 0.2
October | weekend | 0.2 | 0.2 | 0.2 | 0.2 | 0.2 | 0.2 | 0.2 | 0.2 | 0.2 | 0.2 | 0.2 | 0.2 | 0.2 | 0.2 | 0.2 | 0.2 | 0.2 | 0.2 | 0.2 | 0.2 | 0.2 | 0.2 | 0.2 | 0.2
November | weekend | 0.2 | 0.2 | 0.2 | 0.2 | 0.2 | 0.2 | 0.2 | 0.2 | 0.2 | 0.2 | 0.2 | 0.2 | 0.2 | 0.2 | 0.2 | 0.2 | 0.2 | 0.2 | 0.2 | 0.2 | 0.2 | 0.2 | 0.2 | 0.2
December | weekend | 0.2 | 0.2 | 0.2 | 0.2 | 0.2 | 0.2 | 0.2 | 0.2 | 0.2 | 0.2 | 0.2 | 0.2 | 0.2 | 0.2 | 0.2 | 0.2 | 0.2 | 0.2 | 0.2 | 0.2 | 0.2 | 0.2 | 0.2 | 0.2

## ASRegUpMarketReq
TimeToStartReq | 4
TimeToRampReq | 1
MinBidkW | 100
EffUtilRate | 0.1
ConstantUtilRate | 1
SymmetricRegBid | 0

## ASRegUpCapPrice
|  | 1 | 2 | 3 | 4 | 5 | 6 | 7 | 8 | 9 | 10 | 11 | 12 | 13 | 14 | 15 | 16 | 17 | 18 | 19 | 20 | 21 | 22 | 23 | 24
January | week | 0 | 0 | 0 | 0 | 0 | 0 | 0 | 0 | 0 | 0 | 0 | 0 | 0 | 0 | 0 | 0 | 0 | 0 | 0 | 0 | 0 | 0 | 0 | 0
February | week | 0 | 0 | 0 | 0 | 0 | 0 | 0 | 0 | 0 | 0 | 0 | 0 | 0 | 0 | 0 | 0 | 0 | 0 | 0 | 0 | 0 | 0 | 0 | 0
March | week | 0 | 0 | 0 | 0 | 0 | 0 | 0 | 0 | 0 | 0 | 0 | 0 | 0 | 0 | 0 | 0 | 0 | 0 | 0 | 0 | 0 | 0 | 0 | 0
April | week | 0 | 0 | 0 | 0 | 0 | 0 | 0 | 0 | 0 | 0 | 0 | 0 | 0 | 0 | 0 | 0 | 0 | 0 | 0 | 0 | 0 | 0 | 0 | 0
May | week | 0 | 0 | 0 | 0 | 0 | 0 | 0 | 0 | 0 | 0 | 0 | 0 | 0 | 0 | 0 | 0 | 0 | 0 | 0 | 0 | 0 | 0 | 0 | 0
June | week | 0 | 0 | 0 | 0 | 0 | 0 | 0 | 0 | 0 | 0 | 0 | 0 | 0 | 0 | 0 | 0 | 0 | 0 | 0 | 0 | 0 | 0 | 0 | 0
July | week | 0 | 0 | 0 | 0 | 0 | 0 | 0 | 0 | 0 | 0 | 0 | 0 | 0 | 0 | 0 | 0 | 0 | 0 | 0 | 0 | 0 | 0 | 0 | 0
August | week | 0 | 0 | 0 | 0 | 0 | 0 | 0 | 0 | 0 | 0 | 0 | 0 | 0 | 0 | 0 | 0 | 0 | 0 | 0 | 0 | 0 | 0 | 0 | 0
September | week | 0 | 0 | 0 | 0 | 0 | 0 | 0 | 0 | 0 | 0 | 0 | 0 | 0 | 0 | 0 | 0 | 0 | 0 | 0 | 0 | 0 | 0 | 0 | 0
October | week | 0 | 0 | 0 | 0 | 0 | 0 | 0 | 0 | 0 | 0 | 0 | 0 | 0 | 0 | 0 | 0 | 0 | 0 | 0 | 0 | 0 | 0 | 0 | 0
November | week | 0 | 0 | 0 | 0 | 0 | 0 | 0 | 0 | 0 | 0 | 0 | 0 | 0 | 0 | 0 | 0 | 0 | 0 | 0 | 0 | 0 | 0 | 0 | 0
December | week | 0 | 0 | 0 | 0 | 0 | 0 | 0 | 0 | 0 | 0 | 0 | 0 | 0 | 0 | 0 | 0 | 0 | 0 | 0 | 0 | 0 | 0 | 0 | 0
January | peak | 0 | 0 | 0 | 0 | 0 | 0 | 0 | 0 | 0 | 0 | 0 | 0 | 0 | 0 | 0 | 0 | 0 | 0 | 0 | 0 | 0 | 0 | 0 | 0
February | peak | 0 | 0 | 0 | 0 | 0 | 0 | 0 | 0 | 0 | 0 | 0 | 0 | 0 | 0 | 0 | 0 | 0 | 0 | 0 | 0 | 0 | 0 | 0 | 0
March | peak | 0 | 0 | 0 | 0 | 0 | 0 | 0 | 0 | 0 | 0 | 0 | 0 | 0 | 0 | 0 | 0 | 0 | 0 | 0 | 0 | 0 | 0 | 0 | 0
April | peak | 0 | 0 | 0 | 0 | 0 | 0 | 0 | 0 | 0 | 0 | 0 | 0 | 0 | 0 | 0 | 0 | 0 | 0 | 0 | 0 | 0 | 0 | 0 | 0
May | peak | 0 | 0 | 0 | 0 | 0 | 0 | 0 | 0 | 0 | 0 | 0 | 0 | 0 | 0 | 0 | 0 | 0 | 0 | 0 | 0 | 0 | 0 | 0 | 0
June | peak | 0 | 0 | 0 | 0 | 0 | 0 | 0 | 0 | 0 | 0 | 0 | 0 | 0 | 0 | 0 | 0 | 0 | 0 | 0 | 0 | 0 | 0 | 0 | 0
July | peak | 0 | 0 | 0 | 0 | 0 | 0 | 0 | 0 | 0 | 0 | 0 | 0 | 0 | 0 | 0 | 0 | 0 | 0 | 0 | 0 | 0 | 0 | 0 | 0
August | peak | 0 | 0 | 0 | 0 | 0 | 0 | 0 | 0 | 0 | 0 | 0 | 0 | 0 | 0 | 0 | 0 | 0 | 0 | 0 | 0 | 0 | 0 | 0 | 0
September | peak | 0 | 0 | 0 | 0 | 0 | 0 | 0 | 0 | 0 | 0 | 0 | 0 | 0 | 0 | 0 | 0 | 0 | 0 | 0 | 0 | 0 | 0 | 0 | 0
October | peak | 0 | 0 | 0 | 0 | 0 | 0 | 0 | 0 | 0 | 0 | 0 | 0 | 0 | 0 | 0 | 0 | 0 | 0 | 0 | 0 | 0 | 0 | 0 | 0
November | peak | 0 | 0 | 0 | 0 | 0 | 0 | 0 | 0 | 0 | 0 | 0 | 0 | 0 | 0 | 0 | 0 | 0 | 0 | 0 | 0 | 0 | 0 | 0 | 0
December | peak | 0 | 0 | 0 | 0 | 0 | 0 | 0 | 0 | 0 | 0 | 0 | 0 | 0 | 0 | 0 | 0 | 0 | 0 | 0 | 0 | 0 | 0 | 0 | 0
January | weekend | 0 | 0 | 0 | 0 | 0 | 0 | 0 | 0 | 0 | 0 | 0 | 0 | 0 | 0 | 0 | 0 | 0 | 0 | 0 | 0 | 0 | 0 | 0 | 0
February | weekend | 0 | 0 | 0 | 0 | 0 | 0 | 0 | 0 | 0 | 0 | 0 | 0 | 0 | 0 | 0 | 0 | 0 | 0 | 0 | 0 | 0 | 0 | 0 | 0
March | weekend | 0 | 0 | 0 | 0 | 0 | 0 | 0 | 0 | 0 | 0 | 0 | 0 | 0 | 0 | 0 | 0 | 0 | 0 | 0 | 0 | 0 | 0 | 0 | 0
April | weekend | 0 | 0 | 0 | 0 | 0 | 0 | 0 | 0 | 0 | 0 | 0 | 0 | 0 | 0 | 0 | 0 | 0 | 0 | 0 | 0 | 0 | 0 | 0 | 0
May | weekend | 0 | 0 | 0 | 0 | 0 | 0 | 0 | 0 | 0 | 0 | 0 | 0 | 0 | 0 | 0 | 0 | 0 | 0 | 0 | 0 | 0 | 0 | 0 | 0
June | weekend | 0 | 0 | 0 | 0 | 0 | 0 | 0 | 0 | 0 | 0 | 0 | 0 | 0 | 0 | 0 | 0 | 0 | 0 | 0 | 0 | 0 | 0 | 0 | 0
July | weekend | 0 | 0 | 0 | 0 | 0 | 0 | 0 | 0 | 0 | 0 | 0 | 0 | 0 | 0 | 0 | 0 | 0 | 0 | 0 | 0 | 0 | 0 | 0 | 0
August | weekend | 0 | 0 | 0 | 0 | 0 | 0 | 0 | 0 | 0 | 0 | 0 | 0 | 0 | 0 | 0 | 0 | 0 | 0 | 0 | 0 | 0 | 0 | 0 | 0
September | weekend | 0 | 0 | 0 | 0 | 0 | 0 | 0 | 0 | 0 | 0 | 0 | 0 | 0 | 0 | 0 | 0 | 0 | 0 | 0 | 0 | 0 | 0 | 0 | 0
October | weekend | 0 | 0 | 0 | 0 | 0 | 0 | 0 | 0 | 0 | 0 | 0 | 0 | 0 | 0 | 0 | 0 | 0 | 0 | 0 | 0 | 0 | 0 | 0 | 0
November | weekend | 0 | 0 | 0 | 0 | 0 | 0 | 0 | 0 | 0 | 0 | 0 | 0 | 0 | 0 | 0 | 0 | 0 | 0 | 0 | 0 | 0 | 0 | 0 | 0
December | weekend | 0 | 0 | 0 | 0 | 0 | 0 | 0 | 0 | 0 | 0 | 0 | 0 | 0 | 0 | 0 | 0 | 0 | 0 | 0 | 0 | 0 | 0 | 0 | 0

## ASRegUPEffUtilRate
|  | 1 | 2 | 3 | 4 | 5 | 6 | 7 | 8 | 9 | 10 | 11 | 12 | 13 | 14 | 15 | 16 | 17 | 18 | 19 | 20 | 21 | 22 | 23 | 24
January | week | 0.2 | 0.2 | 0.2 | 0.2 | 0.2 | 0.2 | 0.2 | 0.2 | 0.2 | 0.2 | 0.2 | 0.2 | 0.2 | 0.2 | 0.2 | 0.2 | 0.2 | 0.2 | 0.2 | 0.2 | 0.2 | 0.2 | 0.2 | 0.2
February | week | 0.2 | 0.2 | 0.2 | 0.2 | 0.2 | 0.2 | 0.2 | 0.2 | 0.2 | 0.2 | 0.2 | 0.2 | 0.2 | 0.2 | 0.2 | 0.2 | 0.2 | 0.2 | 0.2 | 0.2 | 0.2 | 0.2 | 0.2 | 0.2
March | week | 0.2 | 0.2 | 0.2 | 0.2 | 0.2 | 0.2 | 0.2 | 0.2 | 0.2 | 0.2 | 0.2 | 0.2 | 0.2 | 0.2 | 0.2 | 0.2 | 0.2 | 0.2 | 0.2 | 0.2 | 0.2 | 0.2 | 0.2 | 0.2
April | week | 0.2 | 0.2 | 0.2 | 0.2 | 0.2 | 0.2 | 0.2 | 0.2 | 0.2 | 0.2 | 0.2 | 0.2 | 0.2 | 0.2 | 0.2 | 0.2 | 0.2 | 0.2 | 0.2 | 0.2 | 0.2 | 0.2 | 0.2 | 0.2
May | week | 0.2 | 0.2 | 0.2 | 0.2 | 0.2 | 0.2 | 0.2 | 0.2 | 0.2 | 0.2 | 0.2 | 0.2 | 0.2 | 0.2 | 0.2 | 0.2 | 0.2 | 0.2 | 0.2 | 0.2 | 0.2 | 0.2 | 0.2 | 0.2
June | week | 0.2 | 0.2 | 0.2 | 0.2 | 0.2 | 0.2 | 0.2 | 0.2 | 0.2 | 0.2 | 0.2 | 0.2 | 0.2 | 0.2 | 0.2 | 0.2 | 0.2 | 0.2 | 0.2 | 0.2 | 0.2 | 0.2 | 0.2 | 0.2
July | week | 0.2 | 0.2 | 0.2 | 0.2 | 0.2 | 0.2 | 0.2 | 0.2 | 0.2 | 0.2 | 0.2 | 0.2 | 0.2 | 0.2 | 0.2 | 0.2 | 0.2 | 0.2 | 0.2 | 0.2 | 0.2 | 0.2 | 0.2 | 0.2
August | week | 0.2 | 0.2 | 0.2 | 0.2 | 0.2 | 0.2 | 0.2 | 0.2 | 0.2 | 0.2 | 0.2 | 0.2 | 0.2 | 0.2 | 0.2 | 0.2 | 0.2 | 0.2 | 0.2 | 0.2 | 0.2 | 0.2 | 0.2 | 0.2
September | week | 0.2 | 0.2 | 0.2 | 0.2 | 0.2 | 0.2 | 0.2 | 0.2 | 0.2 | 0.2 | 0.2 | 0.2 | 0.2 | 0.2 | 0.2 | 0.2 | 0.2 | 0.2 | 0.2 | 0.2 | 0.2 | 0.2 | 0.2 | 0.2
October | week | 0.2 | 0.2 | 0.2 | 0.2 | 0.2 | 0.2 | 0.2 | 0.2 | 0.2 | 0.2 | 0.2 | 0.2 | 0.2 | 0.2 | 0.2 | 0.2 | 0.2 | 0.2 | 0.2 | 0.2 | 0.2 | 0.2 | 0.2 | 0.2
November | week | 0.2 | 0.2 | 0.2 | 0.2 | 0.2 | 0.2 | 0.2 | 0.2 | 0.2 | 0.2 | 0.2 | 0.2 | 0.2 | 0.2 | 0.2 | 0.2 | 0.2 | 0.2 | 0.2 | 0.2 | 0.2 | 0.2 | 0.2 | 0.2
December | week | 0.2 | 0.2 | 0.2 | 0.2 | 0.2 | 0.2 | 0.2 | 0.2 | 0.2 | 0.2 | 0.2 | 0.2 | 0.2 | 0.2 | 0.2 | 0.2 | 0.2 | 0.2 | 0.2 | 0.2 | 0.2 | 0.2 | 0.2 | 0.2
January | peak | 0.2 | 0.2 | 0.2 | 0.2 | 0.2 | 0.2 | 0.2 | 0.2 | 0.2 | 0.2 | 0.2 | 0.2 | 0.2 | 0.2 | 0.2 | 0.2 | 0.2 | 0.2 | 0.2 | 0.2 | 0.2 | 0.2 | 0.2 | 0.2
February | peak | 0.2 | 0.2 | 0.2 | 0.2 | 0.2 | 0.2 | 0.2 | 0.2 | 0.2 | 0.2 | 0.2 | 0.2 | 0.2 | 0.2 | 0.2 | 0.2 | 0.2 | 0.2 | 0.2 | 0.2 | 0.2 | 0.2 | 0.2 | 0.2
March | peak | 0.2 | 0.2 | 0.2 | 0.2 | 0.2 | 0.2 | 0.2 | 0.2 | 0.2 | 0.2 | 0.2 | 0.2 | 0.2 | 0.2 | 0.2 | 0.2 | 0.2 | 0.2 | 0.2 | 0.2 | 0.2 | 0.2 | 0.2 | 0.2
April | peak | 0.2 | 0.2 | 0.2 | 0.2 | 0.2 | 0.2 | 0.2 | 0.2 | 0.2 | 0.2 | 0.2 | 0.2 | 0.2 | 0.2 | 0.2 | 0.2 | 0.2 | 0.2 | 0.2 | 0.2 | 0.2 | 0.2 | 0.2 | 0.2
May | peak | 0.2 | 0.2 | 0.2 | 0.2 | 0.2 | 0.2 | 0.2 | 0.2 | 0.2 | 0.2 | 0.2 | 0.2 | 0.2 | 0.2 | 0.2 | 0.2 | 0.2 | 0.2 | 0.2 | 0.2 | 0.2 | 0.2 | 0.2 | 0.2
June | peak | 0.2 | 0.2 | 0.2 | 0.2 | 0.2 | 0.2 | 0.2 | 0.2 | 0.2 | 0.2 | 0.2 | 0.2 | 0.2 | 0.2 | 0.2 | 0.2 | 0.2 | 0.2 | 0.2 | 0.2 | 0.2 | 0.2 | 0.2 | 0.2
July | peak | 0.2 | 0.2 | 0.2 | 0.2 | 0.2 | 0.2 | 0.2 | 0.2 | 0.2 | 0.2 | 0.2 | 0.2 | 0.2 | 0.2 | 0.2 | 0.2 | 0.2 | 0.2 | 0.2 | 0.2 | 0.2 | 0.2 | 0.2 | 0.2
August | peak | 0.2 | 0.2 | 0.2 | 0.2 | 0.2 | 0.2 | 0.2 | 0.2 | 0.2 | 0.2 | 0.2 | 0.2 | 0.2 | 0.2 | 0.2 | 0.2 | 0.2 | 0.2 | 0.2 | 0.2 | 0.2 | 0.2 | 0.2 | 0.2
September | peak | 0.2 | 0.2 | 0.2 | 0.2 | 0.2 | 0.2 | 0.2 | 0.2 | 0.2 | 0.2 | 0.2 | 0.2 | 0.2 | 0.2 | 0.2 | 0.2 | 0.2 | 0.2 | 0.2 | 0.2 | 0.2 | 0.2 | 0.2 | 0.2
October | peak | 0.2 | 0.2 | 0.2 | 0.2 | 0.2 | 0.2 | 0.2 | 0.2 | 0.2 | 0.2 | 0.2 | 0.2 | 0.2 | 0.2 | 0.2 | 0.2 | 0.2 | 0.2 | 0.2 | 0.2 | 0.2 | 0.2 | 0.2 | 0.2
November | peak | 0.2 | 0.2 | 0.2 | 0.2 | 0.2 | 0.2 | 0.2 | 0.2 | 0.2 | 0.2 | 0.2 | 0.2 | 0.2 | 0.2 | 0.2 | 0.2 | 0.2 | 0.2 | 0.2 | 0.2 | 0.2 | 0.2 | 0.2 | 0.2
December | peak | 0.2 | 0.2 | 0.2 | 0.2 | 0.2 | 0.2 | 0.2 | 0.2 | 0.2 | 0.2 | 0.2 | 0.2 | 0.2 | 0.2 | 0.2 | 0.2 | 0.2 | 0.2 | 0.2 | 0.2 | 0.2 | 0.2 | 0.2 | 0.2
January | weekend | 0.2 | 0.2 | 0.2 | 0.2 | 0.2 | 0.2 | 0.2 | 0.2 | 0.2 | 0.2 | 0.2 | 0.2 | 0.2 | 0.2 | 0.2 | 0.2 | 0.2 | 0.2 | 0.2 | 0.2 | 0.2 | 0.2 | 0.2 | 0.2
February | weekend | 0.2 | 0.2 | 0.2 | 0.2 | 0.2 | 0.2 | 0.2 | 0.2 | 0.2 | 0.2 | 0.2 | 0.2 | 0.2 | 0.2 | 0.2 | 0.2 | 0.2 | 0.2 | 0.2 | 0.2 | 0.2 | 0.2 | 0.2 | 0.2
March | weekend | 0.2 | 0.2 | 0.2 | 0.2 | 0.2 | 0.2 | 0.2 | 0.2 | 0.2 | 0.2 | 0.2 | 0.2 | 0.2 | 0.2 | 0.2 | 0.2 | 0.2 | 0.2 | 0.2 | 0.2 | 0.2 | 0.2 | 0.2 | 0.2
April | weekend | 0.2 | 0.2 | 0.2 | 0.2 | 0.2 | 0.2 | 0.2 | 0.2 | 0.2 | 0.2 | 0.2 | 0.2 | 0.2 | 0.2 | 0.2 | 0.2 | 0.2 | 0.2 | 0.2 | 0.2 | 0.2 | 0.2 | 0.2 | 0.2
May | weekend | 0.2 | 0.2 | 0.2 | 0.2 | 0.2 | 0.2 | 0.2 | 0.2 | 0.2 | 0.2 | 0.2 | 0.2 | 0.2 | 0.2 | 0.2 | 0.2 | 0.2 | 0.2 | 0.2 | 0.2 | 0.2 | 0.2 | 0.2 | 0.2
June | weekend | 0.2 | 0.2 | 0.2 | 0.2 | 0.2 | 0.2 | 0.2 | 0.2 | 0.2 | 0.2 | 0.2 | 0.2 | 0.2 | 0.2 | 0.2 | 0.2 | 0.2 | 0.2 | 0.2 | 0.2 | 0.2 | 0.2 | 0.2 | 0.2
July | weekend | 0.2 | 0.2 | 0.2 | 0.2 | 0.2 | 0.2 | 0.2 | 0.2 | 0.2 | 0.2 | 0.2 | 0.2 | 0.2 | 0.2 | 0.2 | 0.2 | 0.2 | 0.2 | 0.2 | 0.2 | 0.2 | 0.2 | 0.2 | 0.2
August | weekend | 0.2 | 0.2 | 0.2 | 0.2 | 0.2 | 0.2 | 0.2 | 0.2 | 0.2 | 0.2 | 0.2 | 0.2 | 0.2 | 0.2 | 0.2 | 0.2 | 0.2 | 0.2 | 0.2 | 0.2 | 0.2 | 0.2 | 0.2 | 0.2
September | weekend | 0.2 | 0.2 | 0.2 | 0.2 | 0.2 | 0.2 | 0.2 | 0.2 | 0.2 | 0.2 | 0.2 | 0.2 | 0.2 | 0.2 | 0.2 | 0.2 | 0.2 | 0.2 | 0.2 | 0.2 | 0.2 | 0.2 | 0.2 | 0.2
October | weekend | 0.2 | 0.2 | 0.2 | 0.2 | 0.2 | 0.2 | 0.2 | 0.2 | 0.2 | 0.2 | 0.2 | 0.2 | 0.2 | 0.2 | 0.2 | 0.2 | 0.2 | 0.2 | 0.2 | 0.2 | 0.2 | 0.2 | 0.2 | 0.2
November | weekend | 0.2 | 0.2 | 0.2 | 0.2 | 0.2 | 0.2 | 0.2 | 0.2 | 0.2 | 0.2 | 0.2 | 0.2 | 0.2 | 0.2 | 0.2 | 0.2 | 0.2 | 0.2 | 0.2 | 0.2 | 0.2 | 0.2 | 0.2 | 0.2
December | weekend | 0.2 | 0.2 | 0.2 | 0.2 | 0.2 | 0.2 | 0.2 | 0.2 | 0.2 | 0.2 | 0.2 | 0.2 | 0.2 | 0.2 | 0.2 | 0.2 | 0.2 | 0.2 | 0.2 | 0.2 | 0.2 | 0.2 | 0.2 | 0.2

## ASRegDownMarketReq
TimeToStartReq | 4
TimeToRampReq | 1
MinBidkW | 100
EffUtilRate | 0.1
ConstantUtilRate | 1
SymmetricRegBid | 0

## ASRegDownCapPrice
|  | 1 | 2 | 3 | 4 | 5 | 6 | 7 | 8 | 9 | 10 | 11 | 12 | 13 | 14 | 15 | 16 | 17 | 18 | 19 | 20 | 21 | 22 | 23 | 24
January | week | 0 | 0 | 0 | 0 | 0 | 0 | 0 | 0 | 0 | 0 | 0 | 0 | 0 | 0 | 0 | 0 | 0 | 0 | 0 | 0 | 0 | 0 | 0 | 0
February | week | 0 | 0 | 0 | 0 | 0 | 0 | 0 | 0 | 0 | 0 | 0 | 0 | 0 | 0 | 0 | 0 | 0 | 0 | 0 | 0 | 0 | 0 | 0 | 0
March | week | 0 | 0 | 0 | 0 | 0 | 0 | 0 | 0 | 0 | 0 | 0 | 0 | 0 | 0 | 0 | 0 | 0 | 0 | 0 | 0 | 0 | 0 | 0 | 0
April | week | 0 | 0 | 0 | 0 | 0 | 0 | 0 | 0 | 0 | 0 | 0 | 0 | 0 | 0 | 0 | 0 | 0 | 0 | 0 | 0 | 0 | 0 | 0 | 0
May | week | 0 | 0 | 0 | 0 | 0 | 0 | 0 | 0 | 0 | 0 | 0 | 0 | 0 | 0 | 0 | 0 | 0 | 0 | 0 | 0 | 0 | 0 | 0 | 0
June | week | 0 | 0 | 0 | 0 | 0 | 0 | 0 | 0 | 0 | 0 | 0 | 0 | 0 | 0 | 0 | 0 | 0 | 0 | 0 | 0 | 0 | 0 | 0 | 0
July | week | 0 | 0 | 0 | 0 | 0 | 0 | 0 | 0 | 0 | 0 | 0 | 0 | 0 | 0 | 0 | 0 | 0 | 0 | 0 | 0 | 0 | 0 | 0 | 0
August | week | 0 | 0 | 0 | 0 | 0 | 0 | 0 | 0 | 0 | 0 | 0 | 0 | 0 | 0 | 0 | 0 | 0 | 0 | 0 | 0 | 0 | 0 | 0 | 0
September | week | 0 | 0 | 0 | 0 | 0 | 0 | 0 | 0 | 0 | 0 | 0 | 0 | 0 | 0 | 0 | 0 | 0 | 0 | 0 | 0 | 0 | 0 | 0 | 0
October | week | 0 | 0 | 0 | 0 | 0 | 0 | 0 | 0 | 0 | 0 | 0 | 0 | 0 | 0 | 0 | 0 | 0 | 0 | 0 | 0 | 0 | 0 | 0 | 0
November | week | 0 | 0 | 0 | 0 | 0 | 0 | 0 | 0 | 0 | 0 | 0 | 0 | 0 | 0 | 0 | 0 | 0 | 0 | 0 | 0 | 0 | 0 | 0 | 0
December | week | 0 | 0 | 0 | 0 | 0 | 0 | 0 | 0 | 0 | 0 | 0 | 0 | 0 | 0 | 0 | 0 | 0 | 0 | 0 | 0 | 0 | 0 | 0 | 0
January | peak | 0 | 0 | 0 | 0 | 0 | 0 | 0 | 0 | 0 | 0 | 0 | 0 | 0 | 0 | 0 | 0 | 0 | 0 | 0 | 0 | 0 | 0 | 0 | 0
February | peak | 0 | 0 | 0 | 0 | 0 | 0 | 0 | 0 | 0 | 0 | 0 | 0 | 0 | 0 | 0 | 0 | 0 | 0 | 0 | 0 | 0 | 0 | 0 | 0
March | peak | 0 | 0 | 0 | 0 | 0 | 0 | 0 | 0 | 0 | 0 | 0 | 0 | 0 | 0 | 0 | 0 | 0 | 0 | 0 | 0 | 0 | 0 | 0 | 0
April | peak | 0 | 0 | 0 | 0 | 0 | 0 | 0 | 0 | 0 | 0 | 0 | 0 | 0 | 0 | 0 | 0 | 0 | 0 | 0 | 0 | 0 | 0 | 0 | 0
May | peak | 0 | 0 | 0 | 0 | 0 | 0 | 0 | 0 | 0 | 0 | 0 | 0 | 0 | 0 | 0 | 0 | 0 | 0 | 0 | 0 | 0 | 0 | 0 | 0
June | peak | 0 | 0 | 0 | 0 | 0 | 0 | 0 | 0 | 0 | 0 | 0 | 0 | 0 | 0 | 0 | 0 | 0 | 0 | 0 | 0 | 0 | 0 | 0 | 0
July | peak | 0 | 0 | 0 | 0 | 0 | 0 | 0 | 0 | 0 | 0 | 0 | 0 | 0 | 0 | 0 | 0 | 0 | 0 | 0 | 0 | 0 | 0 | 0 | 0
August | peak | 0 | 0 | 0 | 0 | 0 | 0 | 0 | 0 | 0 | 0 | 0 | 0 | 0 | 0 | 0 | 0 | 0 | 0 | 0 | 0 | 0 | 0 | 0 | 0
September | peak | 0 | 0 | 0 | 0 | 0 | 0 | 0 | 0 | 0 | 0 | 0 | 0 | 0 | 0 | 0 | 0 | 0 | 0 | 0 | 0 | 0 | 0 | 0 | 0
October | peak | 0 | 0 | 0 | 0 | 0 | 0 | 0 | 0 | 0 | 0 | 0 | 0 | 0 | 0 | 0 | 0 | 0 | 0 | 0 | 0 | 0 | 0 | 0 | 0
November | peak | 0 | 0 | 0 | 0 | 0 | 0 | 0 | 0 | 0 | 0 | 0 | 0 | 0 | 0 | 0 | 0 | 0 | 0 | 0 | 0 | 0 | 0 | 0 | 0
December | peak | 0 | 0 | 0 | 0 | 0 | 0 | 0 | 0 | 0 | 0 | 0 | 0 | 0 | 0 | 0 | 0 | 0 | 0 | 0 | 0 | 0 | 0 | 0 | 0
January | weekend | 0 | 0 | 0 | 0 | 0 | 0 | 0 | 0 | 0 | 0 | 0 | 0 | 0 | 0 | 0 | 0 | 0 | 0 | 0 | 0 | 0 | 0 | 0 | 0
February | weekend | 0 | 0 | 0 | 0 | 0 | 0 | 0 | 0 | 0 | 0 | 0 | 0 | 0 | 0 | 0 | 0 | 0 | 0 | 0 | 0 | 0 | 0 | 0 | 0
March | weekend | 0 | 0 | 0 | 0 | 0 | 0 | 0 | 0 | 0 | 0 | 0 | 0 | 0 | 0 | 0 | 0 | 0 | 0 | 0 | 0 | 0 | 0 | 0 | 0
April | weekend | 0 | 0 | 0 | 0 | 0 | 0 | 0 | 0 | 0 | 0 | 0 | 0 | 0 | 0 | 0 | 0 | 0 | 0 | 0 | 0 | 0 | 0 | 0 | 0
May | weekend | 0 | 0 | 0 | 0 | 0 | 0 | 0 | 0 | 0 | 0 | 0 | 0 | 0 | 0 | 0 | 0 | 0 | 0 | 0 | 0 | 0 | 0 | 0 | 0
June | weekend | 0 | 0 | 0 | 0 | 0 | 0 | 0 | 0 | 0 | 0 | 0 | 0 | 0 | 0 | 0 | 0 | 0 | 0 | 0 | 0 | 0 | 0 | 0 | 0
July | weekend | 0 | 0 | 0 | 0 | 0 | 0 | 0 | 0 | 0 | 0 | 0 | 0 | 0 | 0 | 0 | 0 | 0 | 0 | 0 | 0 | 0 | 0 | 0 | 0
August | weekend | 0 | 0 | 0 | 0 | 0 | 0 | 0 | 0 | 0 | 0 | 0 | 0 | 0 | 0 | 0 | 0 | 0 | 0 | 0 | 0 | 0 | 0 | 0 | 0
September | weekend | 0 | 0 | 0 | 0 | 0 | 0 | 0 | 0 | 0 | 0 | 0 | 0 | 0 | 0 | 0 | 0 | 0 | 0 | 0 | 0 | 0 | 0 | 0 | 0
October | weekend | 0 | 0 | 0 | 0 | 0 | 0 | 0 | 0 | 0 | 0 | 0 | 0 | 0 | 0 | 0 | 0 | 0 | 0 | 0 | 0 | 0 | 0 | 0 | 0
November | weekend | 0 | 0 | 0 | 0 | 0 | 0 | 0 | 0 | 0 | 0 | 0 | 0 | 0 | 0 | 0 | 0 | 0 | 0 | 0 | 0 | 0 | 0 | 0 | 0
December | weekend | 0 | 0 | 0 | 0 | 0 | 0 | 0 | 0 | 0 | 0 | 0 | 0 | 0 | 0 | 0 | 0 | 0 | 0 | 0 | 0 | 0 | 0 | 0 | 0

## ASRegDownEffUtilRate
|  | 1 | 2 | 3 | 4 | 5 | 6 | 7 | 8 | 9 | 10 | 11 | 12 | 13 | 14 | 15 | 16 | 17 | 18 | 19 | 20 | 21 | 22 | 23 | 24
January | week | 0.2 | 0.2 | 0.2 | 0.2 | 0.2 | 0.2 | 0.2 | 0.2 | 0.2 | 0.2 | 0.2 | 0.2 | 0.2 | 0.2 | 0.2 | 0.2 | 0.2 | 0.2 | 0.2 | 0.2 | 0.2 | 0.2 | 0.2 | 0.2
February | week | 0.2 | 0.2 | 0.2 | 0.2 | 0.2 | 0.2 | 0.2 | 0.2 | 0.2 | 0.2 | 0.2 | 0.2 | 0.2 | 0.2 | 0.2 | 0.2 | 0.2 | 0.2 | 0.2 | 0.2 | 0.2 | 0.2 | 0.2 | 0.2
March | week | 0.2 | 0.2 | 0.2 | 0.2 | 0.2 | 0.2 | 0.2 | 0.2 | 0.2 | 0.2 | 0.2 | 0.2 | 0.2 | 0.2 | 0.2 | 0.2 | 0.2 | 0.2 | 0.2 | 0.2 | 0.2 | 0.2 | 0.2 | 0.2
April | week | 0.2 | 0.2 | 0.2 | 0.2 | 0.2 | 0.2 | 0.2 | 0.2 | 0.2 | 0.2 | 0.2 | 0.2 | 0.2 | 0.2 | 0.2 | 0.2 | 0.2 | 0.2 | 0.2 | 0.2 | 0.2 | 0.2 | 0.2 | 0.2
May | week | 0.2 | 0.2 | 0.2 | 0.2 | 0.2 | 0.2 | 0.2 | 0.2 | 0.2 | 0.2 | 0.2 | 0.2 | 0.2 | 0.2 | 0.2 | 0.2 | 0.2 | 0.2 | 0.2 | 0.2 | 0.2 | 0.2 | 0.2 | 0.2
June | week | 0.2 | 0.2 | 0.2 | 0.2 | 0.2 | 0.2 | 0.2 | 0.2 | 0.2 | 0.2 | 0.2 | 0.2 | 0.2 | 0.2 | 0.2 | 0.2 | 0.2 | 0.2 | 0.2 | 0.2 | 0.2 | 0.2 | 0.2 | 0.2
July | week | 0.2 | 0.2 | 0.2 | 0.2 | 0.2 | 0.2 | 0.2 | 0.2 | 0.2 | 0.2 | 0.2 | 0.2 | 0.2 | 0.2 | 0.2 | 0.2 | 0.2 | 0.2 | 0.2 | 0.2 | 0.2 | 0.2 | 0.2 | 0.2
August | week | 0.2 | 0.2 | 0.2 | 0.2 | 0.2 | 0.2 | 0.2 | 0.2 | 0.2 | 0.2 | 0.2 | 0.2 | 0.2 | 0.2 | 0.2 | 0.2 | 0.2 | 0.2 | 0.2 | 0.2 | 0.2 | 0.2 | 0.2 | 0.2
September | week | 0.2 | 0.2 | 0.2 | 0.2 | 0.2 | 0.2 | 0.2 | 0.2 | 0.2 | 0.2 | 0.2 | 0.2 | 0.2 | 0.2 | 0.2 | 0.2 | 0.2 | 0.2 | 0.2 | 0.2 | 0.2 | 0.2 | 0.2 | 0.2
October | week | 0.2 | 0.2 | 0.2 | 0.2 | 0.2 | 0.2 | 0.2 | 0.2 | 0.2 | 0.2 | 0.2 | 0.2 | 0.2 | 0.2 | 0.2 | 0.2 | 0.2 | 0.2 | 0.2 | 0.2 | 0.2 | 0.2 | 0.2 | 0.2
November | week | 0.2 | 0.2 | 0.2 | 0.2 | 0.2 | 0.2 | 0.2 | 0.2 | 0.2 | 0.2 | 0.2 | 0.2 | 0.2 | 0.2 | 0.2 | 0.2 | 0.2 | 0.2 | 0.2 | 0.2 | 0.2 | 0.2 | 0.2 | 0.2
December | week | 0.2 | 0.2 | 0.2 | 0.2 | 0.2 | 0.2 | 0.2 | 0.2 | 0.2 | 0.2 | 0.2 | 0.2 | 0.2 | 0.2 | 0.2 | 0.2 | 0.2 | 0.2 | 0.2 | 0.2 | 0.2 | 0.2 | 0.2 | 0.2
January | peak | 0.2 | 0.2 | 0.2 | 0.2 | 0.2 | 0.2 | 0.2 | 0.2 | 0.2 | 0.2 | 0.2 | 0.2 | 0.2 | 0.2 | 0.2 | 0.2 | 0.2 | 0.2 | 0.2 | 0.2 | 0.2 | 0.2 | 0.2 | 0.2
February | peak | 0.2 | 0.2 | 0.2 | 0.2 | 0.2 | 0.2 | 0.2 | 0.2 | 0.2 | 0.2 | 0.2 | 0.2 | 0.2 | 0.2 | 0.2 | 0.2 | 0.2 | 0.2 | 0.2 | 0.2 | 0.2 | 0.2 | 0.2 | 0.2
March | peak | 0.2 | 0.2 | 0.2 | 0.2 | 0.2 | 0.2 | 0.2 | 0.2 | 0.2 | 0.2 | 0.2 | 0.2 | 0.2 | 0.2 | 0.2 | 0.2 | 0.2 | 0.2 | 0.2 | 0.2 | 0.2 | 0.2 | 0.2 | 0.2
April | peak | 0.2 | 0.2 | 0.2 | 0.2 | 0.2 | 0.2 | 0.2 | 0.2 | 0.2 | 0.2 | 0.2 | 0.2 | 0.2 | 0.2 | 0.2 | 0.2 | 0.2 | 0.2 | 0.2 | 0.2 | 0.2 | 0.2 | 0.2 | 0.2
May | peak | 0.2 | 0.2 | 0.2 | 0.2 | 0.2 | 0.2 | 0.2 | 0.2 | 0.2 | 0.2 | 0.2 | 0.2 | 0.2 | 0.2 | 0.2 | 0.2 | 0.2 | 0.2 | 0.2 | 0.2 | 0.2 | 0.2 | 0.2 | 0.2
June | peak | 0.2 | 0.2 | 0.2 | 0.2 | 0.2 | 0.2 | 0.2 | 0.2 | 0.2 | 0.2 | 0.2 | 0.2 | 0.2 | 0.2 | 0.2 | 0.2 | 0.2 | 0.2 | 0.2 | 0.2 | 0.2 | 0.2 | 0.2 | 0.2
July | peak | 0.2 | 0.2 | 0.2 | 0.2 | 0.2 | 0.2 | 0.2 | 0.2 | 0.2 | 0.2 | 0.2 | 0.2 | 0.2 | 0.2 | 0.2 | 0.2 | 0.2 | 0.2 | 0.2 | 0.2 | 0.2 | 0.2 | 0.2 | 0.2
August | peak | 0.2 | 0.2 | 0.2 | 0.2 | 0.2 | 0.2 | 0.2 | 0.2 | 0.2 | 0.2 | 0.2 | 0.2 | 0.2 | 0.2 | 0.2 | 0.2 | 0.2 | 0.2 | 0.2 | 0.2 | 0.2 | 0.2 | 0.2 | 0.2
September | peak | 0.2 | 0.2 | 0.2 | 0.2 | 0.2 | 0.2 | 0.2 | 0.2 | 0.2 | 0.2 | 0.2 | 0.2 | 0.2 | 0.2 | 0.2 | 0.2 | 0.2 | 0.2 | 0.2 | 0.2 | 0.2 | 0.2 | 0.2 | 0.2
October | peak | 0.2 | 0.2 | 0.2 | 0.2 | 0.2 | 0.2 | 0.2 | 0.2 | 0.2 | 0.2 | 0.2 | 0.2 | 0.2 | 0.2 | 0.2 | 0.2 | 0.2 | 0.2 | 0.2 | 0.2 | 0.2 | 0.2 | 0.2 | 0.2
November | peak | 0.2 | 0.2 | 0.2 | 0.2 | 0.2 | 0.2 | 0.2 | 0.2 | 0.2 | 0.2 | 0.2 | 0.2 | 0.2 | 0.2 | 0.2 | 0.2 | 0.2 | 0.2 | 0.2 | 0.2 | 0.2 | 0.2 | 0.2 | 0.2
December | peak | 0.2 | 0.2 | 0.2 | 0.2 | 0.2 | 0.2 | 0.2 | 0.2 | 0.2 | 0.2 | 0.2 | 0.2 | 0.2 | 0.2 | 0.2 | 0.2 | 0.2 | 0.2 | 0.2 | 0.2 | 0.2 | 0.2 | 0.2 | 0.2
January | weekend | 0.2 | 0.2 | 0.2 | 0.2 | 0.2 | 0.2 | 0.2 | 0.2 | 0.2 | 0.2 | 0.2 | 0.2 | 0.2 | 0.2 | 0.2 | 0.2 | 0.2 | 0.2 | 0.2 | 0.2 | 0.2 | 0.2 | 0.2 | 0.2
February | weekend | 0.2 | 0.2 | 0.2 | 0.2 | 0.2 | 0.2 | 0.2 | 0.2 | 0.2 | 0.2 | 0.2 | 0.2 | 0.2 | 0.2 | 0.2 | 0.2 | 0.2 | 0.2 | 0.2 | 0.2 | 0.2 | 0.2 | 0.2 | 0.2
March | weekend | 0.2 | 0.2 | 0.2 | 0.2 | 0.2 | 0.2 | 0.2 | 0.2 | 0.2 | 0.2 | 0.2 | 0.2 | 0.2 | 0.2 | 0.2 | 0.2 | 0.2 | 0.2 | 0.2 | 0.2 | 0.2 | 0.2 | 0.2 | 0.2
April | weekend | 0.2 | 0.2 | 0.2 | 0.2 | 0.2 | 0.2 | 0.2 | 0.2 | 0.2 | 0.2 | 0.2 | 0.2 | 0.2 | 0.2 | 0.2 | 0.2 | 0.2 | 0.2 | 0.2 | 0.2 | 0.2 | 0.2 | 0.2 | 0.2
May | weekend | 0.2 | 0.2 | 0.2 | 0.2 | 0.2 | 0.2 | 0.2 | 0.2 | 0.2 | 0.2 | 0.2 | 0.2 | 0.2 | 0.2 | 0.2 | 0.2 | 0.2 | 0.2 | 0.2 | 0.2 | 0.2 | 0.2 | 0.2 | 0.2
June | weekend | 0.2 | 0.2 | 0.2 | 0.2 | 0.2 | 0.2 | 0.2 | 0.2 | 0.2 | 0.2 | 0.2 | 0.2 | 0.2 | 0.2 | 0.2 | 0.2 | 0.2 | 0.2 | 0.2 | 0.2 | 0.2 | 0.2 | 0.2 | 0.2
July | weekend | 0.2 | 0.2 | 0.2 | 0.2 | 0.2 | 0.2 | 0.2 | 0.2 | 0.2 | 0.2 | 0.2 | 0.2 | 0.2 | 0.2 | 0.2 | 0.2 | 0.2 | 0.2 | 0.2 | 0.2 | 0.2 | 0.2 | 0.2 | 0.2
August | weekend | 0.2 | 0.2 | 0.2 | 0.2 | 0.2 | 0.2 | 0.2 | 0.2 | 0.2 | 0.2 | 0.2 | 0.2 | 0.2 | 0.2 | 0.2 | 0.2 | 0.2 | 0.2 | 0.2 | 0.2 | 0.2 | 0.2 | 0.2 | 0.2
September | weekend | 0.2 | 0.2 | 0.2 | 0.2 | 0.2 | 0.2 | 0.2 | 0.2 | 0.2 | 0.2 | 0.2 | 0.2 | 0.2 | 0.2 | 0.2 | 0.2 | 0.2 | 0.2 | 0.2 | 0.2 | 0.2 | 0.2 | 0.2 | 0.2
October | weekend | 0.2 | 0.2 | 0.2 | 0.2 | 0.2 | 0.2 | 0.2 | 0.2 | 0.2 | 0.2 | 0.2 | 0.2 | 0.2 | 0.2 | 0.2 | 0.2 | 0.2 | 0.2 | 0.2 | 0.2 | 0.2 | 0.2 | 0.2 | 0.2
November | weekend | 0.2 | 0.2 | 0.2 | 0.2 | 0.2 | 0.2 | 0.2 | 0.2 | 0.2 | 0.2 | 0.2 | 0.2 | 0.2 | 0.2 | 0.2 | 0.2 | 0.2 | 0.2 | 0.2 | 0.2 | 0.2 | 0.2 | 0.2 | 0.2
December | weekend | 0.2 | 0.2 | 0.2 | 0.2 | 0.2 | 0.2 | 0.2 | 0.2 | 0.2 | 0.2 | 0.2 | 0.2 | 0.2 | 0.2 | 0.2 | 0.2 | 0.2 | 0.2 | 0.2 | 0.2 | 0.2 | 0.2 | 0.2 | 0.2

## StaticSwitchParameter
CostM | 100
CostB | 0
Lifetime | 10
Value | 350
FractionBaseLoad | 0.5
FractionPeakLoad | 0.1
ReliabilityDER | 0.9

## StaticSwitchForcedInvest
FixedInvest
node1 | 0

## GeneralReliabilityParams
SAIDI | 0
VOLL | 0
ServiceThreshold | 0.99
Use_VOLL | 1
Use_ASAI | 1

## ServiceAvailabilityIndex_UnSch
|  | 1 | 2 | 3 | 4 | 5 | 6 | 7 | 8 | 9 | 10 | 11 | 12 | 13 | 14 | 15 | 16 | 17 | 18 | 19 | 20 | 21 | 22 | 23 | 24
January | week | bar: 1 to 24
February | week | bar: 1 to 24
March | week | bar: 1 to 24
April | week | bar: 1 to 24
May | week | bar: 1 to 24
June | week | bar: 1 to 24
July | week | bar: 1 to 24
August | week | bar: 1 to 24
September | week | bar: 1 to 24
October | week | bar: 1 to 24
November | week | bar: 1 to 24
December | week | bar: 1 to 24
January | peak | bar: 1 to 24
February | peak | bar: 1 to 24
March | peak | bar: 1 to 24
April | peak | bar: 1 to 24
May | peak | bar: 1 to 24
June | peak | bar: 1 to 24
July | peak | bar: 1 to 24
August | peak | bar: 1 to 24
September | peak | bar: 1 to 24
October | peak | bar: 1 to 24
November | peak | bar: 1 to 24
December | peak | bar: 1 to 24
January | weekend | bar: 1 to 24
February | weekend | bar: 1 to 24
March | weekend | bar: 1 to 24
April | weekend | bar: 1 to 24
May | weekend | bar: 1 to 24
June | weekend | bar: 1 to 24
July | weekend | bar: 1 to 24
August | weekend | bar: 1 to 24
September | weekend | bar: 1 to 24
October | weekend | bar: 1 to 24
November | weekend | bar: 1 to 24
December | weekend | bar: 1 to 24

## ServiceAvailabilityIndex_Sch
|  | 1 | 2 | 3 | 4 | 5 | 6 | 7 | 8 | 9 | 10 | 11 | 12 | 13 | 14 | 15 | 16 | 17 | 18 | 19 | 20 | 21 | 22 | 23 | 24
January | emergency-week | bar: 1 to 24
February | emergency-week | bar: 1 to 24
March | emergency-week | bar: 1 to 24
April | emergency-week | bar: 1 to 24
May | emergency-week | bar: 1 to 24
June | emergency-week | bar: 1 to 24
July | emergency-week | bar: 1 to 24
August | emergency-week | bar: 1 to 24
September | emergency-week | bar: 1 to 24
October | emergency-week | bar: 1 to 24
November | emergency-week | bar: 1 to 24
December | emergency-week | bar: 1 to 24
January | emergency-peak | bar: 1 to 24
February | emergency-peak | bar: 1 to 24
March | emergency-peak | bar: 1 to 24
April | emergency-peak | bar: 1 to 24
May | emergency-peak | bar: 1 to 24
June | emergency-peak | bar: 1 to 24
July | emergency-peak | bar: 1 to 24
August | emergency-peak | bar: 1 to 24
September | emergency-peak | bar: 1 to 24
October | emergency-peak | bar: 1 to 24
November | emergency-peak | bar: 1 to 24
December | emergency-peak | bar: 1 to 24
January | emergency-weekend | bar: 1 to 24
February | emergency-weekend | bar: 1 to 24
March | emergency-weekend | bar: 1 to 24
April | emergency-weekend | bar: 1 to 24
May | emergency-weekend | bar: 1 to 24
June | emergency-weekend | bar: 1 to 24
July | emergency-weekend | bar: 1 to 24
August | emergency-weekend | bar: 1 to 24
September | emergency-weekend | bar: 1 to 24
October | emergency-weekend | bar: 1 to 24
November | emergency-weekend | bar: 1 to 24
December | emergency-weekend | bar: 1 to 24

## SchedulableLoadParameterTable
| PercentageSchedulablePeak | PercentageSchedulableWeek | PercentageSchedulableWeekend | MaxLoadInHour | MaxIncrease
node1 | 0 | 0 | 0 | 999 | 999

## SGIPIncentives
FuelCell | 1.46
GasTurbine | 0.44
ICENG | 0.44
MicroTurbine | 0.44

## solarInsolation
| 1 | 2 | 3 | 4 | 5 | 6 | 7 | 8 | 9 | 10 | 11 | 12 | 13 | 14 | 15 | 16 | 17 | 18 | 19 | 20 | 21 | 22 | 23 | 24
January | 0 | 0 | 0 | 0 | 0 | 0 | 0 | 0.040666 | 0.29309 | 0.43361 | 0.58749 | 0.65589 | 0.64228 | 0.62371 | 0.51196 | 0.3411 | 0.049232 | 0 | 0 | 0 | 0 | 0 | 0 | 0
February | 0 | 0 | 0 | 0 | 0 | 0 | 0 | 0.089642 | 0.29379 | 0.46428 | 0.51291 | 0.59903 | 0.58115 | 0.59455 | 0.50747 | 0.3431 | 0.19329 | 0.00010359 | 0 | 0 | 0 | 0 | 0 | 0
March | 0 | 0 | 0 | 0 | 0 | 0 | 0.0011553 | 0.20179 | 0.42274 | 0.60115 | 0.7108 | 0.81973 | 0.81768 | 0.76249 | 0.66265 | 0.46424 | 0.24156 | 0.0005731 | 0 | 0 | 0 | 0 | 0 | 0
April | 0 | 0 | 0 | 0 | 0 | 1.1113e-05 | 0.039437 | 0.25174 | 0.45389 | 0.61324 | 0.73196 | 0.80893 | 0.80868 | 0.79285 | 0.64711 | 0.4941 | 0.25437 | 0.041796 | 0 | 0 | 0 | 0 | 0 | 0
May | 0 | 0 | 0 | 0 | 0 | 0.00089721 | 0.067892 | 0.23494 | 0.41275 | 0.57369 | 0.70144 | 0.76163 | 0.77796 | 0.7373 | 0.60183 | 0.44035 | 0.25397 | 0.072307 | 0.0002383 | 0 | 0 | 0 | 0 | 0
June | 0 | 0 | 0 | 0 | 0 | 0.0012406 | 0.034132 | 0.18372 | 0.38663 | 0.55925 | 0.69934 | 0.75782 | 0.80992 | 0.75485 | 0.63205 | 0.46466 | 0.27137 | 0.10413 | 0.00041627 | 0 | 0 | 0 | 0 | 0
July | 0 | 0 | 0 | 0 | 0 | 0.0015738 | 0.03458 | 0.19209 | 0.34926 | 0.52171 | 0.68533 | 0.77274 | 0.80771 | 0.77743 | 0.66113 | 0.50132 | 0.29305 | 0.12242 | 0.00020238 | 0 | 0 | 0 | 0 | 0
August | 0 | 0 | 0 | 0 | 0 | 8.909e-06 | 0.025661 | 0.21828 | 0.42601 | 0.58947 | 0.73541 | 0.8234 | 0.82664 | 0.7663 | 0.6528 | 0.4688 | 0.25315 | 0.068605 | 7.881e-06 | 0 | 0 | 0 | 0 | 0
September | 0 | 0 | 0 | 0 | 0 | 0 | 0.014179 | 0.20154 | 0.42997 | 0.60306 | 0.73099 | 0.79903 | 0.74801 | 0.7153 | 0.61272 | 0.42074 | 0.21011 | 0.00023046 | 0 | 0 | 0 | 0 | 0 | 0
October | 0 | 0 | 0 | 0 | 0 | 0 | 0.0075314 | 0.19912 | 0.39388 | 0.509 | 0.59609 | 0.65052 | 0.6903 | 0.60321 | 0.48296 | 0.2932 | 0.059559 | 0 | 0 | 0 | 0 | 0 | 0 | 0
November | 0 | 0 | 0 | 0 | 0 | 0 | 5.6166e-05 | 0.18163 | 0.39737 | 0.54992 | 0.69199 | 0.6796 | 0.68659 | 0.60682 | 0.47884 | 0.27829 | 0.0081067 | 0 | 0 | 0 | 0 | 0 | 0 | 0
December | 0 | 0 | 0 | 0 | 0 | 0 | 0 | 0.11756 | 0.33636 | 0.5083 | 0.60399 | 0.63688 | 0.60338 | 0.55624 | 0.42005 | 0.26657 | 0.0043954 | 0 | 0 | 0 | 0 | 0 | 0 | 0

## SolarCollectorParameter
InletTemperature | 18
SkyLongWaveRadiation | 22
Sigma | 5.67e-08
solarC0 | 0.675
solarC1 | -3.5122
solarC2 | -0.0214
solarC3 | 0
solarC4 | 0
solarC6 | 0

## CorrectedSolarRadiation
| 1 | 2 | 3 | 4 | 5 | 6 | 7 | 8 | 9 | 10 | 11 | 12 | 13 | 14 | 15 | 16 | 17 | 18 | 19 | 20 | 21 | 22 | 23 | 24
January | 0 | 0 | 0 | 0 | 0 | 0 | 0 | 0.040666 | 0.29309 | 0.43361 | 0.58749 | 0.65589 | 0.64228 | 0.62371 | 0.51196 | 0.3411 | 0.049232 | 0 | 0 | 0 | 0 | 0 | 0 | 0
February | 0 | 0 | 0 | 0 | 0 | 0 | 0 | 0.089642 | 0.29379 | 0.46428 | 0.51291 | 0.59903 | 0.58115 | 0.59455 | 0.50747 | 0.3431 | 0.19329 | 0.00010359 | 0 | 0 | 0 | 0 | 0 | 0
March | 0 | 0 | 0 | 0 | 0 | 0 | 0.0011553 | 0.20179 | 0.42274 | 0.60115 | 0.7108 | 0.81973 | 0.81768 | 0.76249 | 0.66265 | 0.46424 | 0.24156 | 0.0005731 | 0 | 0 | 0 | 0 | 0 | 0
April | 0 | 0 | 0 | 0 | 0 | 1.1113e-05 | 0.039437 | 0.25174 | 0.45389 | 0.61324 | 0.73196 | 0.80893 | 0.80868 | 0.79285 | 0.64711 | 0.4941 | 0.25437 | 0.041796 | 0 | 0 | 0 | 0 | 0 | 0
May | 0 | 0 | 0 | 0 | 0 | 0.00089721 | 0.067892 | 0.23494 | 0.41275 | 0.57369 | 0.70144 | 0.76163 | 0.77796 | 0.7373 | 0.60183 | 0.44035 | 0.25397 | 0.072307 | 0.0002383 | 0 | 0 | 0 | 0 | 0
June | 0 | 0 | 0 | 0 | 0 | 0.0012406 | 0.034132 | 0.18372 | 0.38663 | 0.55925 | 0.69934 | 0.75782 | 0.80992 | 0.75485 | 0.63205 | 0.46466 | 0.27137 | 0.10413 | 0.00041627 | 0 | 0 | 0 | 0 | 0
July | 0 | 0 | 0 | 0 | 0 | 0.0015738 | 0.03458 | 0.19209 | 0.34926 | 0.52171 | 0.68533 | 0.77274 | 0.80771 | 0.77743 | 0.66113 | 0.50132 | 0.29305 | 0.12242 | 0.00020238 | 0 | 0 | 0 | 0 | 0
August | 0 | 0 | 0 | 0 | 0 | 8.909e-06 | 0.025661 | 0.21828 | 0.42601 | 0.58947 | 0.73541 | 0.8234 | 0.82664 | 0.7663 | 0.6528 | 0.4688 | 0.25315 | 0.068605 | 7.881e-06 | 0 | 0 | 0 | 0 | 0
September | 0 | 0 | 0 | 0 | 0 | 0 | 0.014179 | 0.20154 | 0.42997 | 0.60306 | 0.73099 | 0.79903 | 0.74801 | 0.7153 | 0.61272 | 0.42074 | 0.21011 | 0.00023046 | 0 | 0 | 0 | 0 | 0 | 0
October | 0 | 0 | 0 | 0 | 0 | 0 | 0.0075314 | 0.19912 | 0.39388 | 0.509 | 0.59609 | 0.65052 | 0.6903 | 0.60321 | 0.48296 | 0.2932 | 0.059559 | 0 | 0 | 0 | 0 | 0 | 0 | 0
November | 0 | 0 | 0 | 0 | 0 | 0 | 5.6166e-05 | 0.18163 | 0.39737 | 0.54992 | 0.69199 | 0.6796 | 0.68659 | 0.60682 | 0.47884 | 0.27829 | 0.0081067 | 0 | 0 | 0 | 0 | 0 | 0 | 0
December | 0 | 0 | 0 | 0 | 0 | 0 | 0 | 0.11756 | 0.33636 | 0.5083 | 0.60399 | 0.63688 | 0.60338 | 0.55624 | 0.42005 | 0.26657 | 0.0043954 | 0 | 0 | 0 | 0 | 0 | 0 | 0

## NormalizedPVOutput
| 1 | 2 | 3 | 4 | 5 | 6 | 7 | 8 | 9 | 10 | 11 | 12 | 13 | 14 | 15 | 16 | 17 | 18 | 19 | 20 | 21 | 22 | 23 | 24
January | 0 | 0 | 0 | 0 | 0 | 0 | 0 | 0.006341 | 0.17123 | 0.30601 | 0.37901 | 0.44279 | 0.49305 | 0.53218 | 0.39919 | 0.3269 | 0.04887 | 0 | 0 | 0 | 0 | 0 | 0 | 0
February | 0 | 0 | 0 | 0 | 0 | 0 | 0.00045102 | 0.049339 | 0.20853 | 0.34273 | 0.53319 | 0.59219 | 0.61328 | 0.61385 | 0.54463 | 0.39879 | 0.20849 | 0.032441 | 0 | 0 | 0 | 0 | 0 | 0
March | 0 | 0 | 0 | 0 | 0 | 0 | 0.0073687 | 0.13065 | 0.28298 | 0.45714 | 0.58351 | 0.68873 | 0.70041 | 0.68857 | 0.55293 | 0.43729 | 0.25823 | 0.068415 | 0.00036261 | 0 | 0 | 0 | 0 | 0
April | 0 | 0 | 0 | 0 | 0 | 0 | 0.052133 | 0.19385 | 0.36071 | 0.55887 | 0.62897 | 0.73875 | 0.71099 | 0.69119 | 0.5739 | 0.44404 | 0.2945 | 0.17239 | 0.0074071 | 0 | 0 | 0 | 0 | 0
May | 0 | 0 | 0 | 0 | 0 | 0 | 0.087802 | 0.21967 | 0.37736 | 0.52891 | 0.66483 | 0.71036 | 0.67001 | 0.64885 | 0.56137 | 0.4396 | 0.26874 | 0.11732 | 0.028466 | 0 | 0 | 0 | 0 | 0
June | 0 | 0 | 0 | 0 | 0 | 0 | 0.088034 | 0.22781 | 0.40209 | 0.51939 | 0.63345 | 0.70217 | 0.73359 | 0.71247 | 0.61998 | 0.48021 | 0.31535 | 0.15659 | 0.048938 | 0 | 0 | 0 | 0 | 0
July | 0 | 0 | 0 | 0 | 0 | 0 | 0.058311 | 0.21687 | 0.38337 | 0.51779 | 0.6589 | 0.75038 | 0.76407 | 0.7659 | 0.67972 | 0.53451 | 0.35987 | 0.16688 | 0.044901 | 0 | 0 | 0 | 0 | 0
August | 0 | 0 | 0 | 0 | 0 | 0 | 0.056727 | 0.17697 | 0.37762 | 0.53328 | 0.66043 | 0.74815 | 0.78987 | 0.73998 | 0.65966 | 0.51403 | 0.32154 | 0.14393 | 0.022433 | 0 | 0 | 0 | 0 | 0
September | 0 | 0 | 0 | 0 | 0 | 0 | 0.032343 | 0.17789 | 0.34019 | 0.55296 | 0.72494 | 0.83712 | 0.82794 | 0.78078 | 0.66176 | 0.48749 | 0.27539 | 0.076469 | 0.0001091 | 0 | 0 | 0 | 0 | 0
October | 0 | 0 | 0 | 0 | 0 | 0 | 0.0080491 | 0.16728 | 0.34301 | 0.43415 | 0.58495 | 0.63733 | 0.69952 | 0.63415 | 0.53247 | 0.37162 | 0.15662 | 0.0048019 | 0 | 0 | 0 | 0 | 0 | 0
November | 0 | 0 | 0 | 0 | 0 | 0 | 0 | 0.092485 | 0.25476 | 0.4105 | 0.54375 | 0.59031 | 0.54982 | 0.54007 | 0.37177 | 0.24867 | 0.028178 | 0 | 0 | 0 | 0 | 0 | 0 | 0
December | 0 | 0 | 0 | 0 | 0 | 0 | 0 | 0.026151 | 0.21836 | 0.3916 | 0.48174 | 0.56665 | 0.56578 | 0.53211 | 0.40173 | 0.26723 | 0.050645 | 0 | 0 | 0 | 0 | 0 | 0 | 0

## MaxSpaceAvailablePVSolar
node1 | 9999999

## SGIPOptions
enableSGIP | 0
SGIPPercentage | 1
MinSGIPHeatRecovered | 0.05
MinSGIPHHVefficiency | 0.6
MinSGIPLHVefficiency | 0.425
MinSGIPHHVElectricEfficiency | 0.4
MaxElectricityExport | 0.25
MaxNOxRate | 0.03175

## WindPowerNormalized
| 1 | 2 | 3 | 4 | 5 | 6 | 7 | 8 | 9 | 10 | 11 | 12 | 13 | 14 | 15 | 16 | 17 | 18 | 19 | 20 | 21 | 22 | 23 | 24
January | 0 | 0 | 0 | 0 | 0 | 0 | 0 | 0 | 0 | 0 | 0 | 0 | 0 | 0 | 0 | 0 | 0 | 0 | 0 | 0 | 0 | 0 | 0 | 0
February | 0 | 0 | 0 | 0 | 0 | 0 | 0 | 0 | 0 | 0 | 0 | 0 | 0 | 0 | 0 | 0 | 0 | 0 | 0 | 0 | 0 | 0 | 0 | 0
March | 0 | 0 | 0 | 0 | 0 | 0 | 0 | 0 | 0 | 0 | 0 | 0 | 0 | 0 | 0 | 0 | 0 | 0 | 0 | 0 | 0 | 0 | 0 | 0
April | 0 | 0 | 0 | 0 | 0 | 0 | 0 | 0 | 0 | 0 | 0 | 0 | 0 | 0 | 0 | 0 | 0 | 0 | 0 | 0 | 0 | 0 | 0 | 0
May | 0 | 0 | 0 | 0 | 0 | 0 | 0 | 0 | 0 | 0 | 0 | 0 | 0 | 0 | 0 | 0 | 0 | 0 | 0 | 0 | 0 | 0 | 0 | 0
June | 0 | 0 | 0 | 0 | 0 | 0 | 0 | 0 | 0 | 0 | 0 | 0 | 0 | 0 | 0 | 0 | 0 | 0 | 0 | 0 | 0 | 0 | 0 | 0
July | 0 | 0 | 0 | 0 | 0 | 0 | 0 | 0 | 0 | 0 | 0 | 0 | 0 | 0 | 0 | 0 | 0 | 0 | 0 | 0 | 0 | 0 | 0 | 0
August | 0 | 0 | 0 | 0 | 0 | 0 | 0 | 0 | 0 | 0 | 0 | 0 | 0 | 0 | 0 | 0 | 0 | 0 | 0 | 0 | 0 | 0 | 0 | 0
September | 0 | 0 | 0 | 0 | 0 | 0 | 0 | 0 | 0 | 0 | 0 | 0 | 0 | 0 | 0 | 0 | 0 | 0 | 0 | 0 | 0 | 0 | 0 | 0
October | 0 | 0 | 0 | 0 | 0 | 0 | 0 | 0 | 0 | 0 | 0 | 0 | 0 | 0 | 0 | 0 | 0 | 0 | 0 | 0 | 0 | 0 | 0 | 0
November | 0 | 0 | 0 | 0 | 0 | 0 | 0 | 0 | 0 | 0 | 0 | 0 | 0 | 0 | 0 | 0 | 0 | 0 | 0 | 0 | 0 | 0 | 0 | 0
December | 0 | 0 | 0 | 0 | 0 | 0 | 0 | 0 | 0 | 0 | 0 | 0 | 0 | 0 | 0 | 0 | 0 | 0 | 0 | 0 | 0 | 0 | 0 | 0

## WindSpeedAvg
WindSpeed
node1 | 5

## WindGeneratorPar
WindRatedCapacity | 50
WindCapitalCost | 1250000
WindFixedMaintCost | 2650
WindVarMaintCost | 0
WindLifeTime | 10
PowerElecInterfaceOversize | 1.05
WindShed | 0
MaxQuantity | 20

## WindGeneratorForcedInvest
| WindFixedInvest | WindForcedNumber | ExistingYN | Age
node1 | 0 | 0 | 0 | 0

## RunSettings
time | 3600
iterations | 5000000
singleprecision | 0.02
multiprecision | 0.05
digits | 8

## SolarCostParameters
| FixedCost | VariableCost | Lifetime | FixedOM | VariableOM | PowerElecInterfaceOversize | PowerElecDisagg
PV | 2500 | 2500 | 30 | 0 | 0.005 | 1.05 | 0
SolarThermal | 2140 | 2140 | 15 | 0 | 0.005 | 0 | 0

## StorageCostParameters
| FixedCost | VariableCost | Lifetime | FixedOM | VariableOM | PowerElecInterfaceOversize | PowerElecDisagg
ElectricStorage | 500 | 500 | 5 | 0 | 0.005 | 1.05 | 0
Electrolyzer | 0 | 2000 | 15 | 10 | 0.005 | 0 | 0
H2Storage | 0 | 15 | 30 | 0 | 0.005 | 0 | 0
HeatStorage | 10000 | 50 | 17 | 0 | 0.005 | 0 | 0
ColdStorage | 10000 | 50 | 17 | 0 | 0.005 | 0 | 0
FlowBatteryEnergy | 0 | 220 | 10 | 0 | 0.005 | 0 | 0
FlowBatteryPower | 0 | 2125 | 10 | 0 | 0.005 | 0 | 0
EVs1 | 100 | 5 | 1 | 0 | 0.005 | 0 | 0

## EnergyConvCostParameters
| FixedCost | VariableCost | Lifetime | FixedOM | VariableOM
AbsChiller | 250 | 250 | 20 | 0 | 0.005
AbsRefrigeration | 93912 | 753.74 | 20 | 2.07 | 0.005
AirSourceHeatPump | 0 | 70 | 10 | 0.52 | 0.005
GroundSourceHeatPump | 0 | 79.74 | 10 | 0.32 | 0.005

## SolarInvestParameters
|  | FixedInvest | ForcedInvestCapacity | ExistingYN | Age
node1 | PV | 1 | 0 | 0 | 0
node1 | SolarThermal | 1 | 0 | 0 | 0

## StorageInvestParameters
|  | FixedInvest | ForcedInvestCapacity | ExistingYN | Age
node1 | ElectricStorage | 1 | 0 | 0 | 0
node1 | H2Storage | 1 | 0 | 0 | 0
node1 | Electrolyzer | 1 | 0 | 0 | 0
node1 | HeatStorage | 1 | 0 | 0 | 0
node1 | ColdStorage | 1 | 0 | 0 | 0
node1 | FlowBatteryEnergy | 1 | 0 | 0 | 0
node1 | FlowBatteryPower | 1 | 0 | 0 | 0
node1 | EVs1 | 1 | 0 | 0 | 0

## EnergyConvInvestParameters
|  | FixedInvest | ForcedInvestCapacity | ExistingYN | Age
node1 | AbsChiller | 1 | 0 | 0 | 0
node1 | AbsRefrigeration | 1 | 0 | 0 | 0
node1 | AirSourceHeatPump | 1 | 0 | 0 | 0
node1 | GroundSourceHeatPump | 1 | 0 | 0 | 0

## LoadCurtailParameters
|  |  | VariableCost | MaxCurtailment | MaxHours
node1 | LowCR | electricity | 0 | 0 | 0
node1 | MidCR | electricity | 0 | 0 | 0
node1 | HighCR | electricity | 0 | 0 | 0

## HydroPowerNormalized
| 1 | 2 | 3 | 4 | 5 | 6 | 7 | 8 | 9 | 10 | 11 | 12 | 13 | 14 | 15 | 16 | 17 | 18 | 19 | 20 | 21 | 22 | 23 | 24
January | 0 | 0 | 0 | 0 | 0 | 0 | 0 | 0 | 0 | 0 | 0 | 0 | 0 | 0 | 0 | 0 | 0 | 0 | 0 | 0 | 0 | 0 | 0 | 0
February | 0 | 0 | 0 | 0 | 0 | 0 | 0 | 0 | 0 | 0 | 0 | 0 | 0 | 0 | 0 | 0 | 0 | 0 | 0 | 0 | 0 | 0 | 0 | 0
March | 0 | 0 | 0 | 0 | 0 | 0 | 0 | 0 | 0 | 0 | 0 | 0 | 0 | 0 | 0 | 0 | 0 | 0 | 0 | 0 | 0 | 0 | 0 | 0
April | 0 | 0 | 0 | 0 | 0 | 0 | 0 | 0 | 0 | 0 | 0 | 0 | 0 | 0 | 0 | 0 | 0 | 0 | 0 | 0 | 0 | 0 | 0 | 0
May | 0 | 0 | 0 | 0 | 0 | 0 | 0 | 0 | 0 | 0 | 0 | 0 | 0 | 0 | 0 | 0 | 0 | 0 | 0 | 0 | 0 | 0 | 0 | 0
June | 0 | 0 | 0 | 0 | 0 | 0 | 0 | 0 | 0 | 0 | 0 | 0 | 0 | 0 | 0 | 0 | 0 | 0 | 0 | 0 | 0 | 0 | 0 | 0
July | 0 | 0 | 0 | 0 | 0 | 0 | 0 | 0 | 0 | 0 | 0 | 0 | 0 | 0 | 0 | 0 | 0 | 0 | 0 | 0 | 0 | 0 | 0 | 0
August | 0 | 0 | 0 | 0 | 0 | 0 | 0 | 0 | 0 | 0 | 0 | 0 | 0 | 0 | 0 | 0 | 0 | 0 | 0 | 0 | 0 | 0 | 0 | 0
September | 0 | 0 | 0 | 0 | 0 | 0 | 0 | 0 | 0 | 0 | 0 | 0 | 0 | 0 | 0 | 0 | 0 | 0 | 0 | 0 | 0 | 0 | 0 | 0
October | 0 | 0 | 0 | 0 | 0 | 0 | 0 | 0 | 0 | 0 | 0 | 0 | 0 | 0 | 0 | 0 | 0 | 0 | 0 | 0 | 0 | 0 | 0 | 0
November | 0 | 0 | 0 | 0 | 0 | 0 | 0 | 0 | 0 | 0 | 0 | 0 | 0 | 0 | 0 | 0 | 0 | 0 | 0 | 0 | 0 | 0 | 0 | 0
December | 0 | 0 | 0 | 0 | 0 | 0 | 0 | 0 | 0 | 0 | 0 | 0 | 0 | 0 | 0 | 0 | 0 | 0 | 0 | 0 | 0 | 0 | 0 | 0

## HydroGeneratorPar
HydroRatedCapacity | 50
HydroCapitalCost | 1250000
HydroFixedMaintCost | 2650
HydroVarMaintCost | 0
HydroLifeTime | 10
PowerElecInterfaceOversize | 1.05
HydroShed | 0
MaxQuantity | 20

## HydroGeneratorForcedInvest
| HydroFixedInvest | HydroForcedNumber | ExistingYN | Age
node1 | 0 | 0 | 0 | 0

## ColdStorageParameter
EfficiencyCharge | 0.9
EfficiencyDischarge | 1
Decay | 0.01
MaxChargeRate | 0.25
MaxDischargeRate | 0.25

## HVACROptions
CentralHVACR | 1
CentralHVACRInvest | 0
GSHPAnnualBalance | 0

## NetworkOptions
IncludeCableTxCost | 0
IncludePipeCost | 0

## ASMarketOptions
EnableASMarkets | 0
EnableSpin | 1
EnableNSpin | 1
EnableRegUp | 1
EnableRegDown | 1

## tariffSelection
enableTOU | 1
enableTiered | 0
enableHourlyRate | 0
enableMonthlyDmd | 1
enableDailyDmd | 0
enableHourlyExport | 1
enableTieredExport | 0
enableServiceFeeElec | 1
enableServiceFeeFuel | 1
enableFuelFlat | 1
enableFuelTiered | 0
enableStandbyRate | 0